{"text_format":"3","workbook":"xls","n_sheets":24,"sheets":["2.1 表-03 单项工程招标控制价表","3.1 13-Qdxm_zb-表-08 分部分项工程和单价措施项目清单与计价表","3.2 13-Csxm1_zb-表-11 总价措施项目清单与计价表","3.3 13-Qtxm_zb-表-12 其他项目清单与计价汇总表","3.4 13-Zlje_zb-表-12-1 暂列金额明细表","3.5 13-Clzg_zb-表-12-2 材料（工程设备）暂估单价及调整表","3.6 13-Zygczg_zb-表-12-3 专业工程暂估价及结算价表","3.7 13-Jrg_zb-表-12-4 计日工表","3.8 13-Zcbfwf_zb-表-12-5 总承包服务费计价表","3.9 13-Gfsj_zb-表-13 规费、税金项目计价表","3.10 表-20 发包人提供材料和工程设备一览表","3.11 表-21 承包人材料设备（适用于造价信息差额调整法）","3.12 表-04 单位工程招标控制价表","3.13 表-04 单位工程招标控制价表(南京)","3.14 13-Qdxm_zbkz-表-08 分部分项工程和单价措施项目清单与计价表","3.15 13-Csxm1_zbkz-表-11 总价措施项目清单与计价表","3.16 13-Qtxm_zbkz-表-12 其他项目清单与计价汇总表","3.17 13-Zlje_zbkz-表-12-1 暂列金额明细表","3.18 13-Clzg_zbkz-表-12-2 材料（工程设备）暂估单价及调整表","3.19 13-Zygczg_zbkz-表-12-3 专业工程暂估价及结算价表","3.20 13-Jrg_zbkz-表-12-4 计日工表","3.21 13-Zcbfwf_zbkz-表-12-5 总承包服务费计价表","3.22 13-Gfsj_zbkz-表-13 规费、税金项目计价表","3.23 承包人供应主要材料一览表"],"not_rendered":{"external_links":1,"defined_names":24},"read":"whole","date_system":"1900","formulas":"cached_only"}

{"sheet":"2.1 表-03 单项工程招标控制价表","index":0,"n_rows":44,"n_cols":8,"rows_kept":44,"merged":[[0,0,0,7],[1,0,1,4],[1,5,1,7],[2,0,3,0],[2,1,3,2],[2,3,3,3],[2,4,2,7],[3,4,3,5],[4,1,4,2],[4,4,4,5],[5,1,5,2],[5,4,5,5],[6,1,6,2],[6,4,6,5],[7,1,7,2],[7,4,7,5],[8,1,8,2],[8,4,8,5],[9,1,9,2],[9,4,9,5],[10,1,10,2],[10,4,10,5],[11,1,11,2],[11,4,11,5],[12,1,12,2],[12,4,12,5],[13,1,13,2],[13,4,13,5],[14,1,14,2],[14,4,14,5],[15,1,15,2],[15,4,15,5],[16,1,16,2],[16,4,16,5],[17,1,17,2],[17,4,17,5],[18,1,18,2],[18,4,18,5],[19,1,19,2],[19,4,19,5],[20,1,20,2],[20,4,20,5],[21,1,21,2],[21,4,21,5],[22,1,22,2],[22,4,22,5],[23,1,23,2],[23,4,23,5],[24,1,24,2],[24,4,24,5],[25,1,25,2],[25,4,25,5],[26,1,26,2],[26,4,26,5],[27,1,27,2],[27,4,27,5],[28,1,28,2],[28,4,28,5],[29,1,29,2],[29,4,29,5],[30,1,30,2],[30,4,30,5],[31,1,31,2],[31,4,31,5],[32,1,32,2],[32,4,32,5],[33,1,33,2],[33,4,33,5],[34,1,34,2],[34,4,34,5],[35,1,35,2],[35,4,35,5],[36,1,36,2],[36,4,36,5],[37,1,37,2],[37,4,37,5],[38,1,38,2],[38,4,38,5],[39,1,39,2],[39,4,39,5],[40,1,40,2],[40,4,40,5],[41,0,41,2],[41,4,41,5],[43,2,43,7]],"flags":["formulas_cached_only"]}
["单项工程招标控制价表"]
["工程名称：浦东三村高层供暖改造工程",{"$nulls":4},"第1页 共1页"]
["序号","单位工程名称",null,"金额(元)","其中：(元)"]
[{"$nulls":4},"暂估价",null,"安全文明\n施工费","规费"]
["1","室外管道",null,"186015.38","",null,"2509.52","4275.98"]
{"$rows_empty":36}
["合  计",null,null,"186015.38","",null,"2509.52","4275.98"]
[]
[null,null,"【新点2013清单造价江苏版 V10.3.5】"]

{"sheet":"3.1 13-Qdxm_zb-表-08 分部分项工程和单价措施项目清单与计价表","index":1,"n_rows":95,"n_cols":12,"rows_kept":95,"merged":[[0,0,0,11],[1,0,1,4],[1,5,1,9],[1,10,1,11],[2,0,4,0],[2,1,4,1],[2,2,4,3],[2,4,4,5],[2,6,4,6],[2,7,4,7],[2,8,2,11],[3,8,4,8],[3,9,4,10],[5,0,6,0],[5,1,6,1],[5,2,6,3],[5,4,6,5],[5,6,6,6],[5,7,6,7],[5,8,6,8],[5,9,6,10],[5,11,6,11],[7,0,8,0],[7,1,8,1],[7,2,8,3],[7,4,8,5],[7,6,8,6],[7,7,8,7],[7,8,8,8],[7,9,8,10],[7,11,8,11],[9,0,10,0],[9,1,10,1],[9,2,10,3],[9,4,10,5],[9,6,10,6],[9,7,10,7],[9,8,10,8],[9,9,10,10],[9,11,10,11],[11,0,12,0],[11,1,12,1],[11,2,12,3],[11,4,12,5],[11,6,12,6],[11,7,12,7],[11,8,12,8],[11,9,12,10],[11,11,12,11],[13,0,14,0],[13,1,14,1],[13,2,14,3],[13,4,14,5],[13,6,14,6],[13,7,14,7],[13,8,14,8],[13,9,14,10],[13,11,14,11],[15,2,15,3],[15,4,15,5],[15,9,15,10],[16,2,16,3],[16,4,16,5],[16,9,16,10],[17,2,17,3],[17,4,17,5],[17,9,17,10],[18,0,18,8],[18,9,18,10],[20,3,20,11],[21,0,21,11],[22,0,22,4],[22,5,22,9],[22,10,22,11],[23,0,25,0],[23,1,25,1],[23,2,25,3],[23,4,25,5],[23,6,25,6],[23,7,25,7],[23,8,23,11],[24,8,25,8],[24,9,25,10],[26,0,27,0],[26,1,27,1],[26,2,27,3],[26,4,27,5],[26,6,27,6],[26,7,27,7],[26,8,27,8],[26,9,27,10],[26,11,27,11],[28,2,28,3],[28,4,28,5],[28,9,28,10],[29,2,29,3],[29,4,29,5],[29,9,29,10],[30,2,30,3],[30,4,30,5],[30,9,30,10],[31,2,31,3],[31,4,31,5],[31,9,31,10],[32,2,32,3],[32,4,32,5],[32,9,32,10],[33,2,33,3],[33,4,33,5],[33,9,33,10],[34,2,34,3],[34,4,34,5],[34,9,34,10],[35,2,35,3],[35,4,35,5],[35,9,35,10],[36,2,36,3],[36,4,36,5],[36,9,36,10],[37,2,37,3],[37,4,37,5],[37,9,37,10],[38,2,38,3],[38,4,38,5],[38,9,38,10],[39,2,39,3],[39,4,39,5],[39,9,39,10],[40,0,40,8],[40,9,40,10],[42,3,42,11],[43,0,43,11],[44,0,44,4],[44,5,44,9],[44,10,44,11],[45,0,47,0],[45,1,47,1],[45,2,47,3],[45,4,47,5],[45,6,47,6],[45,7,47,7],[45,8,45,11],[46,8,47,8],[46,9,47,10],[48,2,48,3],[48,4,48,5],[48,9,48,10],[49,2,49,3],[49,4,49,5],[49,9,49,10],[50,2,50,3],[50,4,50,5],[50,9,50,10],[51,2,51,3],[51,4,51,5],[51,9,51,10],[52,2,52,3],[52,4,52,5],[52,9,52,10],[53,2,53,3],[53,4,53,5],[53,9,53,10],[54,2,54,3],[54,4,54,5],[54,9,54,10],[55,0,56,0],[55,1,56,1],[55,2,56,3],[55,4,56,5],[55,6,56,6],[55,7,56,7],[55,8,56,8],[55,9,56,10],[55,11,56,11],[57,0,58,0],[57,1,58,1],[57,2,58,3],[57,4,58,5],[57,6,58,6],[57,7,58,7],[57,8,58,8],[57,9,58,10],[57,11,58,11],[59,2,59,3],[59,4,59,5],[59,9,59,10],[60,2,60,3],[60,4,60,5],[60,9,60,10],[61,2,61,3],[61,4,61,5],[61,9,61,10],[62,0,62,8],[62,9,62,10],[64,3,64,11],[65,0,65,11],[66,0,66,4],[66,5,66,9],[66,10,66,11],[67,0,69,0],[67,1,69,1],[67,2,69,3],[67,4,69,5],[67,6,69,6],[67,7,69,7],[67,8,67,11],[68,8,69,8],[68,9,69,10],[70,2,70,3],[70,4,70,5],[70,9,70,10],[71,2,71,3],[71,4,71,5],[71,9,71,10],[72,2,72,3],[72,4,72,5],[72,9,72,10],[73,2,73,3],[73,4,73,5],[73,9,73,10],[74,2,74,3],[74,4,74,5],[74,9,74,10],[75,2,75,3],[75,4,75,5],[75,9,75,10],[76,2,76,3],[76,4,76,5],[76,9,76,10],[77,2,77,3],[77,4,77,5],[77,9,77,10],[78,2,78,3],[78,4,78,5],[78,9,78,10],[79,2,79,3],[79,4,79,5],[79,9,79,10],[80,2,80,3],[80,4,80,5],[80,9,80,10],[81,2,81,3],[81,4,81,5],[81,9,81,10],[82,2,82,3],[82,4,82,5],[82,9,82,10],[83,2,83,5],[83,9,83,10],[84,2,84,3],[84,4,84,5],[84,9,84,10],[85,2,85,5],[85,9,85,10],[86,2,86,3],[86,4,86,5],[86,9,86,10],[87,2,87,3],[87,4,87,5],[87,9,87,10],[88,2,88,3],[88,4,88,5],[88,9,88,10],[89,2,89,3],[89,4,89,5],[89,9,89,10],[90,2,90,3],[90,4,90,5],[90,9,90,10],[91,0,91,8],[91,9,91,10],[92,0,92,8],[92,9,92,10],[94,3,94,11]],"flags":["formulas_cached_only"]}
["分部分项工程和单价措施项目清单与计价表"]
["工程名称：室外管道",{"$nulls":4},"标段：",{"$nulls":4},"第1页 共4页"]
["序号","项目编码","项目名称",null,"项目特征描述",null,"计量\n单位","工程量","金额（元）"]
[{"$nulls":8},"综合单价","合价",null,"其中"]
[{"$nulls":11},"暂估价"]
["1","040501005001","直埋式预制保温管",null,"1、垫层材质及厚度：中砂垫层15cm\n2、材质及规格：D108*4双管道\n3、接口方式：焊接\n4、铺设深度：符合设计要求\n5、管道检验及试验的要求：符合设计要求",null,"m","15"]
[]
["2","040501005002","直埋式预制保温管",null,"1、垫层材质及厚度：中砂垫层15cm\n2、材质及规格：D108*4、D89*4双管道\n3、接口方式：焊接\n4、铺设深度：符合设计要求\n5、管道检验及试验的要求：符合设计要求",null,"m","8"]
[]
["3","040501005003","直埋式预制保温管",null,"1、垫层材质及厚度：中砂垫层15cm\n2、材质及规格：D108*4、D57*3.5双管道\n3、接口方式：焊接\n4、铺设深度：符合设计要求\n5、管道检验及试验的要求：符合设计要求",null,"m","88"]
[]
["4","040501005004","直埋式预制保温管",null,"1、垫层材质及厚度：中砂垫层15cm\n2、材质及规格：D108*4单管道\n3、接口方式：焊接\n4、铺设深度：符合设计要求\n5、管道检验及试验的要求：符合设计要求",null,"m","36"]
[]
["5","040501005005","直埋式预制保温管",null,"1、垫层材质及厚度：中砂垫层14cm\n2、材质及规格：D89*4单管道\n3、接口方式：焊接\n4、管道检验及试验的要求：符合设计要求",null,"m","66"]
[]
[]
[]
[]
["本页小计"]
[]
[{"$nulls":3},"【新点2013清单造价江苏版 V10.3.5】"]
["分部分项工程和单价措施项目清单与计价表"]
["工程名称：室外管道",{"$nulls":4},"标段：",{"$nulls":4},"第2页 共4页"]
["序号","项目编码","项目名称",null,"项目特征描述",null,"计量\n单位","工程量","金额（元）"]
[{"$nulls":8},"综合单价","合价",null,"其中"]
[{"$nulls":11},"暂估价"]
["6","040501005006","直埋式预制保温管",null,"1、垫层材质及厚度：中砂垫层14.5cm\n2、材质及规格：D57*3.5\n3、接口方式：焊接\n4、管道检验及试验的要求：符合设计要求",null,"m","75"]
[]
["7","040502002001","钢管管件制作、安装",null,"1、种类：90度弯头\n2、材质及规格：预制保温管件、DN100弯头\n3、接口形式：焊接",null,"个","11"]
["8","040502002002","钢管管件制作、安装",null,"1、种类：异三通\n2、材质及规格：预制保温管件、DN100*80异三通\n3、接口形式：焊接",null,"个","1"]
["9","040502002003","钢管管件制作、安装",null,"1、种类：异三通\n2、材质及规格：预制保温管件、DN100*80异三通\n3、接口形式：焊接",null,"个","1"]
["10","040502002004","钢管管件制作、安装",null,"1、种类：90度弯头\n2、材质及规格：预制保温管件、DN80\n3、接口形式：焊接",null,"个","5"]
["11","040502002005","钢管管件制作、安装",null,"1、种类：三通\n2、材质及规格：预制保温管件、DN80*50三通\n3、接口形式：焊接",null,"个","2"]
["12","040502002006","钢管管件制作、安装",null,"1、种类：异径\n2、材质及规格：预制保温管件、DN80*50异径\n3、接口形式：焊接",null,"个","2"]
["13","040502002007","钢管管件制作、安装",null,"1、种类：90度弯头\n2、材质及规格：预制保温管件、DN50\n3、接口形式：焊接",null,"个","34"]
["14","040501014001","新旧管连接",null,"1、材质及规格：预制保温管、DN100\n2、连接方式：焊接",null,"处","2"]
["15","040501014002","新旧管连接",null,"1、材质及规格：预制保温管、DN50\n2、连接方式：焊接",null,"处","4"]
["16","040502005001","阀门",null,"1、种类：保温阀门\n2、材质及规格：DN50",null,"个","4"]
[]
[]
["本页小计"]
[]
[{"$nulls":3},"【新点2013清单造价江苏版 V10.3.5】"]
["分部分项工程和单价措施项目清单与计价表"]
["工程名称：室外管道",{"$nulls":4},"标段：",{"$nulls":4},"第3页 共4页"]
["序号","项目编码","项目名称",null,"项目特征描述",null,"计量\n单位","工程量","金额（元）"]
[{"$nulls":8},"综合单价","合价",null,"其中"]
[{"$nulls":11},"暂估价"]
["17","040502006001","法兰",null,"1、材质、规格、结构形式：不锈钢、DN50\n2、连接形式：焊接",null,"付","4"]
["18","030816005001","焊缝超声波探伤",null,"1、名称：超声波探伤\n2、管道规格：D108以内",null,"口","66"]
["19","031002001001","管道支架",null,"1、材质：钢制，20mm厚\n2、管架形式：直埋固定支架",null,"Kg","98.3"]
["20","040503002001","混凝土支墩",null,"1、混凝土强度等级：C30混凝土\n2、支墩做法：DN50-DN150单管支墩",null,"m3","5.4"]
["21","040503002002","混凝土支墩",null,"1、混凝土强度等级：C30混凝土\n2、支墩做法：DN50-DN150双管支墩",null,"m3","2.7"]
["22","040101002001","挖沟槽土方",null,"1、土壤类别：三类土\n2、挖土深度：2M内\n3、机械开挖，人工修边",null,"m3","73.46"]
["23","040101002002","挖沟槽土方",null,"1、土壤类别：三类土\n2、挖土深度：2M内\n3、人工开挖",null,"m3","73.46"]
["24","040103001001","回填方",null,"1、密实度要求：符合设计及规范要求\n2、填方材料品种：素土\n3、填方粒径要求：符合设计要求\n4、填方来源、运距：投标人自行考虑",null,"m3","104.95"]
[]
["25","040103001002","回填方",null,"1、密实度要求：符合设计及规范要求\n2、填方材料品种：中砂\n3、填方粒径要求：符合设计要求\n4、填方来源、运距：投标人自行考虑",null,"m3","41.96"]
[]
["26","040103002001","余方弃置",null,"1、废弃料品种：余土\n2、运距：10KM",null,"m3","63.63"]
["27","040402018001","施工缝",null,"1、类别：路面切缝",null,"m","576"]
["28","041001001001","拆除路面",null,"1、材质：有筋混凝土\n2、厚度：15cm",null,"m2","146.91"]
["本页小计"]
[]
[{"$nulls":3},"【新点2013清单造价江苏版 V10.3.5】"]
["分部分项工程和单价措施项目清单与计价表"]
["工程名称：室外管道",{"$nulls":4},"标段：",{"$nulls":4},"第4页 共4页"]
["序号","项目编码","项目名称",null,"项目特征描述",null,"计量\n单位","工程量","金额（元）"]
[{"$nulls":8},"综合单价","合价",null,"其中"]
[{"$nulls":11},"暂估价"]
["29","040203007001","水泥混凝土",null,"1、混凝土强度等级：C30\n2、厚度：15cm\n3、要求：路面刻痕",null,"m2","146.91"]
["30","040103002002","余方弃置",null,"1、废弃料品种：余渣\n2、运距：10KM",null,"m3","22.04"]
["31","011601001001","砖砌体拆除",null,"1、砌体名称：管道井墙\n2、砌体材质：实砌砖墙",null,"m3","0.48"]
["32","010401003001","实心砖墙",null,"1、墙体类型：实砌砖墙\n2、砂浆强度等级、配合比：M5",null,"m3","0.48"]
["33","011201001001","墙面一般抹灰",null,"1、墙体类型：实砌砖墙\n2、装饰面材料种类：抹水泥砂浆",null,"m2","4"]
["34","030802001001","中压碳钢管",null,"1、工地运输：汽车装卸、运输回收",null,"t","7.644"]
["35","030109012001","其他泵",null,"1、DN100水泵拆除",null,"台","8"]
["36","031003003001","焊接法兰阀门",null,"1、DN100焊接法兰管件拆除",null,"个","8"]
["37","030601001001","温度仪表",null,"1、仪器仪表拆除",null,"支","8"]
["38","01B001","成套设备",null,"1、成套设备安装（包含电缆）\n2、设备甲供",null,"套","1"]
["39","030801001001","低压碳钢管",null,"1、DN100无缝钢管拆除",null,"m","10"]
["40","030801001002","低压碳钢管",null,"1、材质：无缝钢管\n2、规格：DN100\n3、连接形式、焊接方法：焊接",null,"m","10"]
["41","030804001001","低压碳钢管件",null,"1、材质：无缝钢管\n2、规格：DN100弯头\n3、连接方式：焊接",null,"个","8"]
[null,null,"分部分项合计",{"$nulls":4},""]
["1","041106001001","大型机械设备进出场及安拆",{"$nulls":3},"台·次","1"]
[null,null,"单价措施合计",{"$nulls":4},""]
[]
[]
[]
[]
[]
["本页小计"]
["合    计"]
[]
[{"$nulls":3},"【新点2013清单造价江苏版 V10.3.5】"]

{"sheet":"3.2 13-Csxm1_zb-表-11 总价措施项目清单与计价表","index":2,"n_rows":53,"n_cols":14,"rows_kept":53,"merged":[[0,0,0,14],[1,0,1,6],[1,7,1,11],[1,12,1,14],[2,2,2,4],[2,6,2,7],[2,8,2,9],[2,11,2,12],[2,13,2,14],[3,2,3,4],[3,6,3,7],[3,8,3,9],[3,11,3,12],[3,13,3,14],[4,2,4,4],[4,6,4,7],[4,8,4,9],[4,11,4,12],[4,13,4,14],[5,2,5,4],[5,6,5,7],[5,8,5,9],[5,11,5,12],[5,13,5,14],[6,2,6,4],[6,6,6,7],[6,8,6,9],[6,11,6,12],[6,13,6,14],[7,2,7,4],[7,6,7,7],[7,8,7,9],[7,11,7,12],[7,13,7,14],[8,2,8,4],[8,6,8,7],[8,8,8,9],[8,11,8,12],[8,13,8,14],[9,2,9,4],[9,6,9,7],[9,8,9,9],[9,11,9,12],[9,13,9,14],[10,2,10,4],[10,6,10,7],[10,8,10,9],[10,11,10,12],[10,13,10,14],[11,2,11,4],[11,6,11,7],[11,8,11,9],[11,11,11,12],[11,13,11,14],[12,2,12,4],[12,6,12,7],[12,8,12,9],[12,11,12,12],[12,13,12,14],[13,2,13,4],[13,6,13,7],[13,8,13,9],[13,11,13,12],[13,13,13,14],[14,2,14,4],[14,6,14,7],[14,8,14,9],[14,11,14,12],[14,13,14,14],[15,2,15,4],[15,6,15,7],[15,8,15,9],[15,11,15,12],[15,13,15,14],[16,0,16,14],[17,3,17,14],[18,0,18,3],[18,9,18,13],[19,0,19,14],[20,0,20,6],[20,7,20,11],[20,12,20,14],[21,2,21,4],[21,6,21,7],[21,8,21,9],[21,11,21,12],[21,13,21,14],[22,2,22,4],[22,6,22,7],[22,8,22,9],[22,11,22,12],[22,13,22,14],[23,2,23,4],[23,6,23,7],[23,8,23,9],[23,11,23,12],[23,13,23,14],[24,2,24,4],[24,6,24,7],[24,8,24,9],[24,11,24,12],[24,13,24,14],[25,2,25,4],[25,6,25,7],[25,8,25,9],[25,11,25,12],[25,13,25,14],[26,2,26,4],[26,6,26,7],[26,8,26,9],[26,11,26,12],[26,13,26,14],[27,2,27,4],[27,6,27,7],[27,8,27,9],[27,11,27,12],[27,13,27,14],[28,2,28,4],[28,6,28,7],[28,8,28,9],[28,11,28,12],[28,13,28,14],[29,2,29,4],[29,6,29,7],[29,8,29,9],[29,11,29,12],[29,13,29,14],[30,2,30,4],[30,6,30,7],[30,8,30,9],[30,11,30,12],[30,13,30,14],[31,2,31,4],[31,6,31,7],[31,8,31,9],[31,11,31,12],[31,13,31,14],[32,2,32,4],[32,6,32,7],[32,8,32,9],[32,11,32,12],[32,13,32,14],[33,2,33,4],[33,6,33,7],[33,8,33,9],[33,11,33,12],[33,13,33,14],[34,2,34,4],[34,6,34,7],[34,8,34,9],[34,11,34,12],[34,13,34,14],[35,2,35,4],[35,6,35,7],[35,8,35,9],[35,11,35,12],[35,13,35,14],[36,2,36,4],[36,6,36,7],[36,8,36,9],[36,11,36,12],[36,13,36,14],[37,2,37,4],[37,6,37,7],[37,8,37,9],[37,11,37,12],[37,13,37,14],[38,2,38,4],[38,6,38,7],[38,8,38,9],[38,11,38,12],[38,13,38,14],[39,2,39,4],[39,6,39,7],[39,8,39,9],[39,11,39,12],[39,13,39,14],[40,2,40,4],[40,6,40,7],[40,8,40,9],[40,11,40,12],[40,13,40,14],[41,2,41,4],[41,6,41,7],[41,8,41,9],[41,11,41,12],[41,13,41,14],[42,2,42,4],[42,6,42,7],[42,8,42,9],[42,11,42,12],[42,13,42,14],[43,2,43,4],[43,6,43,7],[43,8,43,9],[43,11,43,12],[43,13,43,14],[44,2,44,4],[44,6,44,7],[44,8,44,9],[44,11,44,12],[44,13,44,14],[45,2,45,4],[45,6,45,7],[45,8,45,9],[45,11,45,12],[45,13,45,14],[46,2,46,4],[46,6,46,7],[46,8,46,9],[46,11,46,12],[46,13,46,14],[47,2,47,4],[47,6,47,7],[47,8,47,9],[47,11,47,12],[47,13,47,14],[48,2,48,4],[48,6,48,7],[48,8,48,9],[48,11,48,12],[48,13,48,14],[49,2,49,4],[49,6,49,7],[49,8,49,9],[49,11,49,12],[49,13,49,14],[50,0,50,14],[51,3,51,14],[52,0,52,3],[52,9,52,13]],"flags":["formulas_cached_only"]}
["总价措施项目清单与计价表"]
["工程名称：室外管道",{"$nulls":6},"标段：",{"$nulls":4},"第1页 共2页"]
["序号","项目编码","项目名称",null,null,"计算基础","费率（%）",null,"金额（元）",null,"调整\n费率（%）","调整后\n金额（元）",null,"备注"]
["1","041109001001","安全文明施工费",{"$nulls":3},""]
["1.1",null,"基本费",null,null,"分部分项合计+单价措施项目合计-除税工程设备费","1.200"]
["1.2",null,"增加费",null,null,"分部分项合计+单价措施项目合计-除税工程设备费","0.300"]
["1.3",null,"扬尘污染防治增加费",null,null,"分部分项合计+单价措施项目合计-除税工程设备费","0.210"]
["2","041109002001","夜间施工",null,null,"分部分项合计+单价措施项目合计-除税工程设备费",""]
["3","041109003001","二次搬运",null,null,"分部分项合计+单价措施项目合计-除税工程设备费",""]
["4","041109004001","冬雨季施工",null,null,"分部分项合计+单价措施项目合计-除税工程设备费",""]
["5","041109005001","行车、行人干扰",null,null,"分部分项合计+单价措施项目合计-除税工程设备费",""]
["6","041109006001","地上、地下设施、建筑物的临时保护设施",null,null,"分部分项合计+单价措施项目合计-除税工程设备费",""]
["7","041109007001","已完工程及设备保护",null,null,"分部分项合计+单价措施项目合计-除税工程设备费",""]
["8","041109008001","临时设施",null,null,"分部分项合计+单价措施项目合计-除税工程设备费",""]
[]
[]
[]
[{"$nulls":3},"【新点2013清单造价江苏版 V10.3.5】"]
["编制人（造价人员）：",{"$nulls":8},"复核人（造价工程师）："]
["总价措施项目清单与计价表"]
["工程名称：室外管道",{"$nulls":6},"标段：",{"$nulls":4},"第2页 共2页"]
["序号","项目编码","项目名称",null,null,"计算基础","费率（%）",null,"金额（元）",null,"调整\n费率（%）","调整后\n金额（元）",null,"备注"]
["9","041109009001","赶工措施",null,null,"分部分项合计+单价措施项目合计-除税工程设备费",""]
["10","041109010001","工程按质论价",null,null,"分部分项合计+单价措施项目合计-除税工程设备费",""]
["11","041109011001","建筑工人实名制费用",null,null,"分部分项合计+单价措施项目合计-除税工程设备费",""]
["12","041109091001","特殊条件下施工增加费",null,null,"分部分项合计+单价措施项目合计-除税工程设备费",""]
{"$rows_empty":25}
[{"$nulls":3},"【新点2013清单造价江苏版 V10.3.5】"]
["编制人（造价人员）：",{"$nulls":8},"复核人（造价工程师）："]

{"sheet":"3.3 13-Qtxm_zb-表-12 其他项目清单与计价汇总表","index":3,"n_rows":44,"n_cols":8,"rows_kept":44,"merged":[[0,0,0,7],[1,0,1,3],[1,4,1,6],[2,1,2,2],[2,3,2,4],[2,6,2,7],[3,1,3,2],[3,3,3,4],[3,6,3,7],[4,1,4,2],[4,3,4,4],[4,6,4,7],[5,1,5,2],[5,3,5,4],[5,6,5,7],[6,1,6,2],[6,3,6,4],[6,6,6,7],[7,1,7,2],[7,3,7,4],[7,6,7,7],[8,1,8,2],[8,3,8,4],[8,6,8,7],[9,1,9,2],[9,3,9,4],[9,6,9,7],[10,1,10,2],[10,3,10,4],[10,6,10,7],[11,1,11,2],[11,3,11,4],[11,6,11,7],[12,1,12,2],[12,3,12,4],[12,6,12,7],[13,1,13,2],[13,3,13,4],[13,6,13,7],[14,1,14,2],[14,3,14,4],[14,6,14,7],[15,1,15,2],[15,3,15,4],[15,6,15,7],[16,1,16,2],[16,3,16,4],[16,6,16,7],[17,1,17,2],[17,3,17,4],[17,6,17,7],[18,1,18,2],[18,3,18,4],[18,6,18,7],[19,1,19,2],[19,3,19,4],[19,6,19,7],[20,1,20,2],[20,3,20,4],[20,6,20,7],[21,1,21,2],[21,3,21,4],[21,6,21,7],[22,1,22,2],[22,3,22,4],[22,6,22,7],[23,1,23,2],[23,3,23,4],[23,6,23,7],[24,1,24,2],[24,3,24,4],[24,6,24,7],[25,1,25,2],[25,3,25,4],[25,6,25,7],[26,1,26,2],[26,3,26,4],[26,6,26,7],[27,1,27,2],[27,3,27,4],[27,6,27,7],[28,1,28,2],[28,3,28,4],[28,6,28,7],[29,1,29,2],[29,3,29,4],[29,6,29,7],[30,1,30,2],[30,3,30,4],[30,6,30,7],[31,1,31,2],[31,3,31,4],[31,6,31,7],[32,1,32,2],[32,3,32,4],[32,6,32,7],[33,1,33,2],[33,3,33,4],[33,6,33,7],[34,1,34,2],[34,3,34,4],[34,6,34,7],[35,1,35,2],[35,3,35,4],[35,6,35,7],[36,1,36,2],[36,3,36,4],[36,6,36,7],[37,1,37,2],[37,3,37,4],[37,6,37,7],[38,1,38,2],[38,3,38,4],[38,6,38,7],[39,1,39,2],[39,3,39,4],[39,6,39,7],[40,1,40,2],[40,3,40,4],[40,6,40,7],[41,0,41,2],[41,3,41,4],[41,6,41,7],[43,2,43,7]],"flags":["formulas_cached_only"]}
["其他项目清单与计价汇总表"]
["工程名称：室外管道",{"$nulls":3},"标段：",null,null,"第1页 共1页"]
["序号","项目名称",null,"金额(元)",null,"结算金额(元)","备注"]
["1","暂列金额",null,"14195.04"]
["2","暂估价",null,""]
["2.1","材料暂估价",null,""]
["2.2","专业工程暂估价",null,""]
["3","计日工",null,""]
["4","总承包服务费",null,""]
{"$rows_empty":32}
["合  计",null,null,"14195.04"]
[]
[null,null,"【新点2013清单造价江苏版 V10.3.5】"]

{"sheet":"3.4 13-Zlje_zb-表-12-1 暂列金额明细表","index":4,"n_rows":44,"n_cols":7,"rows_kept":44,"merged":[[0,0,0,6],[1,0,1,3],[1,4,1,5],[2,1,2,2],[2,3,2,4],[3,1,3,2],[3,3,3,4],[4,1,4,2],[4,3,4,4],[5,1,5,2],[5,3,5,4],[6,1,6,2],[6,3,6,4],[7,1,7,2],[7,3,7,4],[8,1,8,2],[8,3,8,4],[9,1,9,2],[9,3,9,4],[10,1,10,2],[10,3,10,4],[11,1,11,2],[11,3,11,4],[12,1,12,2],[12,3,12,4],[13,1,13,2],[13,3,13,4],[14,1,14,2],[14,3,14,4],[15,1,15,2],[15,3,15,4],[16,1,16,2],[16,3,16,4],[17,1,17,2],[17,3,17,4],[18,1,18,2],[18,3,18,4],[19,1,19,2],[19,3,19,4],[20,1,20,2],[20,3,20,4],[21,1,21,2],[21,3,21,4],[22,1,22,2],[22,3,22,4],[23,1,23,2],[23,3,23,4],[24,1,24,2],[24,3,24,4],[25,1,25,2],[25,3,25,4],[26,1,26,2],[26,3,26,4],[27,1,27,2],[27,3,27,4],[28,1,28,2],[28,3,28,4],[29,1,29,2],[29,3,29,4],[30,1,30,2],[30,3,30,4],[31,1,31,2],[31,3,31,4],[32,1,32,2],[32,3,32,4],[33,1,33,2],[33,3,33,4],[34,1,34,2],[34,3,34,4],[35,1,35,2],[35,3,35,4],[36,1,36,2],[36,3,36,4],[37,1,37,2],[37,3,37,4],[38,1,38,2],[38,3,38,4],[39,1,39,2],[39,3,39,4],[40,1,40,2],[40,3,40,4],[41,0,41,4],[43,2,43,6]],"flags":["formulas_cached_only"]}
["暂列金额明细表"]
["工程名称：室外管道",{"$nulls":3},"标段：",null,"第1页 共1页"]
["序号","项目名称",null,"计量单位",null,"暂定金额(元)","备注"]
["1",{"$nulls":4},"14195.04"]
{"$rows_empty":37}
["合  计",{"$nulls":4},"14195.04"]
[]
[null,null,"【新点2013清单造价江苏版 V10.3.5】"]

{"sheet":"3.5 13-Clzg_zb-表-12-2 材料（工程设备）暂估单价及调整表","index":5,"n_rows":45,"n_cols":16,"rows_kept":45,"merged":[[0,0,0,15],[1,0,1,6],[1,7,1,12],[1,13,1,15],[2,0,3,0],[2,1,3,1],[2,2,3,3],[2,4,3,4],[2,5,2,7],[2,8,2,9],[2,10,2,11],[2,12,2,14],[2,15,3,15],[3,6,3,7],[3,12,3,13],[4,2,4,3],[4,6,4,7],[4,12,4,13],[5,2,5,3],[5,6,5,7],[5,12,5,13],[6,2,6,3],[6,6,6,7],[6,12,6,13],[7,2,7,3],[7,6,7,7],[7,12,7,13],[8,2,8,3],[8,6,8,7],[8,12,8,13],[9,2,9,3],[9,6,9,7],[9,12,9,13],[10,2,10,3],[10,6,10,7],[10,12,10,13],[11,2,11,3],[11,6,11,7],[11,12,11,13],[12,2,12,3],[12,6,12,7],[12,12,12,13],[13,2,13,3],[13,6,13,7],[13,12,13,13],[14,2,14,3],[14,6,14,7],[14,12,14,13],[15,2,15,3],[15,6,15,7],[15,12,15,13],[16,2,16,3],[16,6,16,7],[16,12,16,13],[17,2,17,3],[17,6,17,7],[17,12,17,13],[18,2,18,3],[18,6,18,7],[18,12,18,13],[19,2,19,3],[19,6,19,7],[19,12,19,13],[20,2,20,3],[20,6,20,7],[20,12,20,13],[21,2,21,3],[21,6,21,7],[21,12,21,13],[22,2,22,3],[22,6,22,7],[22,12,22,13],[23,2,23,3],[23,6,23,7],[23,12,23,13],[24,2,24,3],[24,6,24,7],[24,12,24,13],[25,2,25,3],[25,6,25,7],[25,12,25,13],[26,2,26,3],[26,6,26,7],[26,12,26,13],[27,2,27,3],[27,6,27,7],[27,12,27,13],[28,2,28,3],[28,6,28,7],[28,12,28,13],[29,2,29,3],[29,6,29,7],[29,12,29,13],[30,2,30,3],[30,6,30,7],[30,12,30,13],[31,2,31,3],[31,6,31,7],[31,12,31,13],[32,2,32,3],[32,6,32,7],[32,12,32,13],[33,2,33,3],[33,6,33,7],[33,12,33,13],[34,2,34,3],[34,6,34,7],[34,12,34,13],[35,2,35,3],[35,6,35,7],[35,12,35,13],[36,2,36,3],[36,6,36,7],[36,12,36,13],[37,2,37,3],[37,6,37,7],[37,12,37,13],[38,2,38,3],[38,6,38,7],[38,12,38,13],[39,2,39,3],[39,6,39,7],[39,12,39,13],[40,2,40,3],[40,6,40,7],[40,12,40,13],[41,2,41,3],[41,6,41,7],[41,12,41,13],[42,0,42,4],[42,6,42,7],[42,12,42,13],[44,3,44,15]],"flags":["formulas_cached_only"]}
["材料（工程设备）暂估单价及调整表"]
["工程名称：室外管道",{"$nulls":6},"标段：",{"$nulls":5},"第1页 共1页"]
["序号","材料编码","材料(工程设备)名称、规格、型号",null,"计量单位","数量",null,null,"暂估（元）",null,"确认（元）",null,"差额±(元)",null,null,"备注"]
[{"$nulls":5},"投标","确认",null,"单价","合价","单价","合价","单价",null,"合价"]
{"$rows_empty":38}
["合计",{"$nulls":8},""]
[]
[{"$nulls":3},"【新点2013清单造价江苏版 V10.3.5】"]

{"sheet":"3.6 13-Zygczg_zb-表-12-3 专业工程暂估价及结算价表","index":6,"n_rows":44,"n_cols":10,"rows_kept":44,"merged":[[0,0,0,9],[1,0,1,4],[1,5,1,7],[1,8,1,9],[2,1,2,2],[2,4,2,5],[2,7,2,8],[3,1,3,2],[3,4,3,5],[3,7,3,8],[4,1,4,2],[4,4,4,5],[4,7,4,8],[5,1,5,2],[5,4,5,5],[5,7,5,8],[6,1,6,2],[6,4,6,5],[6,7,6,8],[7,1,7,2],[7,4,7,5],[7,7,7,8],[8,1,8,2],[8,4,8,5],[8,7,8,8],[9,1,9,2],[9,4,9,5],[9,7,9,8],[10,1,10,2],[10,4,10,5],[10,7,10,8],[11,1,11,2],[11,4,11,5],[11,7,11,8],[12,1,12,2],[12,4,12,5],[12,7,12,8],[13,1,13,2],[13,4,13,5],[13,7,13,8],[14,1,14,2],[14,4,14,5],[14,7,14,8],[15,1,15,2],[15,4,15,5],[15,7,15,8],[16,1,16,2],[16,4,16,5],[16,7,16,8],[17,1,17,2],[17,4,17,5],[17,7,17,8],[18,1,18,2],[18,4,18,5],[18,7,18,8],[19,1,19,2],[19,4,19,5],[19,7,19,8],[20,1,20,2],[20,4,20,5],[20,7,20,8],[21,1,21,2],[21,4,21,5],[21,7,21,8],[22,1,22,2],[22,4,22,5],[22,7,22,8],[23,1,23,2],[23,4,23,5],[23,7,23,8],[24,1,24,2],[24,4,24,5],[24,7,24,8],[25,1,25,2],[25,4,25,5],[25,7,25,8],[26,1,26,2],[26,4,26,5],[26,7,26,8],[27,1,27,2],[27,4,27,5],[27,7,27,8],[28,1,28,2],[28,4,28,5],[28,7,28,8],[29,1,29,2],[29,4,29,5],[29,7,29,8],[30,1,30,2],[30,4,30,5],[30,7,30,8],[31,1,31,2],[31,4,31,5],[31,7,31,8],[32,1,32,2],[32,4,32,5],[32,7,32,8],[33,1,33,2],[33,4,33,5],[33,7,33,8],[34,1,34,2],[34,4,34,5],[34,7,34,8],[35,1,35,2],[35,4,35,5],[35,7,35,8],[36,1,36,2],[36,4,36,5],[36,7,36,8],[37,1,37,2],[37,4,37,5],[37,7,37,8],[38,1,38,2],[38,4,38,5],[38,7,38,8],[39,1,39,2],[39,4,39,5],[39,7,39,8],[40,1,40,2],[40,4,40,5],[40,7,40,8],[41,0,41,3],[41,4,41,5],[41,7,41,8],[43,2,43,9]],"flags":["formulas_cached_only"]}
["专业工程暂估价及结算价表"]
["工程名称：室外管道",{"$nulls":4},"标段：",null,null,"第1页 共1页"]
["序号","工程名称",null,"工程内容","暂估金额(元)",null,"结算金额(元)","差额±(元)",null,"备注"]
{"$rows_empty":38}
["合  计",{"$nulls":3},""]
[]
[null,null,"【新点2013清单造价江苏版 V10.3.5】"]

{"sheet":"3.7 13-Jrg_zb-表-12-4 计日工表","index":7,"n_rows":45,"n_cols":11,"rows_kept":45,"merged":[[0,0,0,10],[1,0,1,4],[1,5,1,8],[1,9,1,10],[2,0,3,0],[2,1,3,2],[2,3,3,3],[2,4,3,5],[2,6,3,6],[2,7,3,7],[2,8,2,10],[3,8,3,9],[4,1,4,2],[4,4,4,5],[4,8,4,9],[5,0,5,7],[5,8,5,9],[6,1,6,2],[6,4,6,5],[6,8,6,9],[7,0,7,7],[7,8,7,9],[8,1,8,2],[8,4,8,5],[8,8,8,9],[9,0,9,7],[9,8,9,9],[10,0,10,7],[10,8,10,9],[11,1,11,2],[11,4,11,5],[11,8,11,9],[12,1,12,2],[12,4,12,5],[12,8,12,9],[13,1,13,2],[13,4,13,5],[13,8,13,9],[14,1,14,2],[14,4,14,5],[14,8,14,9],[15,1,15,2],[15,4,15,5],[15,8,15,9],[16,1,16,2],[16,4,16,5],[16,8,16,9],[17,1,17,2],[17,4,17,5],[17,8,17,9],[18,1,18,2],[18,4,18,5],[18,8,18,9],[19,1,19,2],[19,4,19,5],[19,8,19,9],[20,1,20,2],[20,4,20,5],[20,8,20,9],[21,1,21,2],[21,4,21,5],[21,8,21,9],[22,1,22,2],[22,4,22,5],[22,8,22,9],[23,1,23,2],[23,4,23,5],[23,8,23,9],[24,1,24,2],[24,4,24,5],[24,8,24,9],[25,1,25,2],[25,4,25,5],[25,8,25,9],[26,1,26,2],[26,4,26,5],[26,8,26,9],[27,1,27,2],[27,4,27,5],[27,8,27,9],[28,1,28,2],[28,4,28,5],[28,8,28,9],[29,1,29,2],[29,4,29,5],[29,8,29,9],[30,1,30,2],[30,4,30,5],[30,8,30,9],[31,1,31,2],[31,4,31,5],[31,8,31,9],[32,1,32,2],[32,4,32,5],[32,8,32,9],[33,1,33,2],[33,4,33,5],[33,8,33,9],[34,1,34,2],[34,4,34,5],[34,8,34,9],[35,1,35,2],[35,4,35,5],[35,8,35,9],[36,1,36,2],[36,4,36,5],[36,8,36,9],[37,1,37,2],[37,4,37,5],[37,8,37,9],[38,1,38,2],[38,4,38,5],[38,8,38,9],[39,1,39,2],[39,4,39,5],[39,8,39,9],[40,1,40,2],[40,4,40,5],[40,8,40,9],[41,1,41,2],[41,4,41,5],[41,8,41,9],[42,0,42,7],[42,8,42,9],[44,2,44,10]],"flags":["formulas_cached_only"]}
["计日工表"]
["工程名称：室外管道",{"$nulls":4},"标段：",{"$nulls":3},"第1页 共1页"]
["编号","项目名称",null,"单位","暂定数量",null,"实际数量","综合单价","合价（元）"]
[{"$nulls":8},"暂定",null,"实际"]
["一","人工",null,null,""]
["人工小计"]
["二","材料",null,null,""]
["材料小计"]
["三","施工机械",null,null,""]
["机械小计"]
["四、企业管理费和利润"]
{"$rows_empty":31}
["总     计"]
[]
[null,null,"【新点2013清单造价江苏版 V10.3.5】"]

{"sheet":"3.8 13-Zcbfwf_zb-表-12-5 总承包服务费计价表","index":8,"n_rows":44,"n_cols":10,"rows_kept":44,"merged":[[0,0,0,9],[1,0,1,4],[1,5,1,7],[1,8,1,9],[2,1,2,2],[2,4,2,5],[2,7,2,8],[3,1,3,2],[3,4,3,5],[3,7,3,8],[4,1,4,2],[4,4,4,5],[4,7,4,8],[5,1,5,2],[5,4,5,5],[5,7,5,8],[6,1,6,2],[6,4,6,5],[6,7,6,8],[7,1,7,2],[7,4,7,5],[7,7,7,8],[8,1,8,2],[8,4,8,5],[8,7,8,8],[9,1,9,2],[9,4,9,5],[9,7,9,8],[10,1,10,2],[10,4,10,5],[10,7,10,8],[11,1,11,2],[11,4,11,5],[11,7,11,8],[12,1,12,2],[12,4,12,5],[12,7,12,8],[13,1,13,2],[13,4,13,5],[13,7,13,8],[14,1,14,2],[14,4,14,5],[14,7,14,8],[15,1,15,2],[15,4,15,5],[15,7,15,8],[16,1,16,2],[16,4,16,5],[16,7,16,8],[17,1,17,2],[17,4,17,5],[17,7,17,8],[18,1,18,2],[18,4,18,5],[18,7,18,8],[19,1,19,2],[19,4,19,5],[19,7,19,8],[20,1,20,2],[20,4,20,5],[20,7,20,8],[21,1,21,2],[21,4,21,5],[21,7,21,8],[22,1,22,2],[22,4,22,5],[22,7,22,8],[23,1,23,2],[23,4,23,5],[23,7,23,8],[24,1,24,2],[24,4,24,5],[24,7,24,8],[25,1,25,2],[25,4,25,5],[25,7,25,8],[26,1,26,2],[26,4,26,5],[26,7,26,8],[27,1,27,2],[27,4,27,5],[27,7,27,8],[28,1,28,2],[28,4,28,5],[28,7,28,8],[29,1,29,2],[29,4,29,5],[29,7,29,8],[30,1,30,2],[30,4,30,5],[30,7,30,8],[31,1,31,2],[31,4,31,5],[31,7,31,8],[32,1,32,2],[32,4,32,5],[32,7,32,8],[33,1,33,2],[33,4,33,5],[33,7,33,8],[34,1,34,2],[34,4,34,5],[34,7,34,8],[35,1,35,2],[35,4,35,5],[35,7,35,8],[36,1,36,2],[36,4,36,5],[36,7,36,8],[37,1,37,2],[37,4,37,5],[37,7,37,8],[38,1,38,2],[38,4,38,5],[38,7,38,8],[39,1,39,2],[39,4,39,5],[39,7,39,8],[40,1,40,2],[40,4,40,5],[40,7,40,8],[41,1,41,2],[41,4,41,5],[41,7,41,8],[43,2,43,9]],"flags":["formulas_cached_only"]}
["总承包服务费计价表"]
["工程名称：室外管道",{"$nulls":4},"标段：",null,null,"第1页 共1页"]
["序号","项目名称",null,"项目价值(元)","服务内容",null,"计算基础","费率(％)",null,"金额(元)"]
["1","发包人发包专业工程",null,"",null,null,"项目价值"]
["2","发包人供应材料",null,"",null,null,"项目价值"]
{"$rows_empty":36}
[null,"合  计"]
[]
[null,null,"【新点2013清单造价江苏版 V10.3.5】"]

{"sheet":"3.9 13-Gfsj_zb-表-13 规费、税金项目计价表","index":9,"n_rows":41,"n_cols":11,"rows_kept":41,"merged":[[0,0,0,11],[1,0,1,4],[1,5,1,8],[1,9,1,11],[2,1,2,2],[2,3,2,6],[2,8,2,9],[2,10,2,11],[3,1,3,2],[3,3,3,6],[3,8,3,9],[3,10,3,11],[4,1,4,2],[4,3,4,6],[4,8,4,9],[4,10,4,11],[5,1,5,2],[5,3,5,6],[5,8,5,9],[5,10,5,11],[6,1,6,2],[6,3,6,6],[6,8,6,9],[6,10,6,11],[7,1,7,2],[7,3,7,6],[7,8,7,9],[7,10,7,11],[8,1,8,2],[8,3,8,6],[8,8,8,9],[8,10,8,11],[9,1,9,2],[9,3,9,6],[9,8,9,9],[9,10,9,11],[10,1,10,2],[10,3,10,6],[10,8,10,9],[10,10,10,11],[11,1,11,2],[11,3,11,6],[11,8,11,9],[11,10,11,11],[12,1,12,2],[12,3,12,6],[12,8,12,9],[12,10,12,11],[13,1,13,2],[13,3,13,6],[13,8,13,9],[13,10,13,11],[14,1,14,2],[14,3,14,6],[14,8,14,9],[14,10,14,11],[15,1,15,2],[15,3,15,6],[15,8,15,9],[15,10,15,11],[16,1,16,2],[16,3,16,6],[16,8,16,9],[16,10,16,11],[17,1,17,2],[17,3,17,6],[17,8,17,9],[17,10,17,11],[18,1,18,2],[18,3,18,6],[18,8,18,9],[18,10,18,11],[19,1,19,2],[19,3,19,6],[19,8,19,9],[19,10,19,11],[20,1,20,2],[20,3,20,6],[20,8,20,9],[20,10,20,11],[21,1,21,2],[21,3,21,6],[21,8,21,9],[21,10,21,11],[22,1,22,2],[22,3,22,6],[22,8,22,9],[22,10,22,11],[23,1,23,2],[23,3,23,6],[23,8,23,9],[23,10,23,11],[24,1,24,2],[24,3,24,6],[24,8,24,9],[24,10,24,11],[25,1,25,2],[25,3,25,6],[25,8,25,9],[25,10,25,11],[26,1,26,2],[26,3,26,6],[26,8,26,9],[26,10,26,11],[27,1,27,2],[27,3,27,6],[27,8,27,9],[27,10,27,11],[28,1,28,2],[28,3,28,6],[28,8,28,9],[28,10,28,11],[29,1,29,2],[29,3,29,6],[29,8,29,9],[29,10,29,11],[30,1,30,2],[30,3,30,6],[30,8,30,9],[30,10,30,11],[31,1,31,2],[31,3,31,6],[31,8,31,9],[31,10,31,11],[32,1,32,2],[32,3,32,6],[32,8,32,9],[32,10,32,11],[33,1,33,2],[33,3,33,6],[33,8,33,9],[33,10,33,11],[34,1,34,2],[34,3,34,6],[34,8,34,9],[34,10,34,11],[35,1,35,2],[35,3,35,6],[35,8,35,9],[35,10,35,11],[36,1,36,2],[36,3,36,6],[36,8,36,9],[36,10,36,11],[37,0,37,9],[37,10,37,11],[39,2,39,11],[40,0,40,3],[40,6,40,10]],"flags":["formulas_cached_only"]}
["规费、税金项目计价表"]
["工程名称：室外管道",{"$nulls":4},"标段：",{"$nulls":3},"第1页 共1页"]
["序号","项目名称",null,"计算基础",{"$nulls":3},"计算基数(元)","计算费率(％)",null,"金额(元)"]
["1","规费",null,"环境保护税+社会保险费+住房公积金",{"$nulls":4},"100.000"]
["1.1","社会保险费",null,"分部分项工程费+措施项目费+其他项目费-除税工程设备费",{"$nulls":4},"2.100"]
["1.2","住房公积金",null,"分部分项工程费+措施项目费+其他项目费-除税工程设备费",{"$nulls":4},"0.370"]
["1.3","环境保护税",null,"分部分项工程费+措施项目费+其他项目费-除税工程设备费",{"$nulls":4},"0.100"]
["2","税金",null,"分部分项工程费+措施项目费+其他项目费+规费-除税甲供材料和甲供设备费/1.01",{"$nulls":4},"9.000"]
{"$rows_empty":29}
["合  计"]
[]
[null,null,"【新点2013清单造价江苏版 V10.3.5】"]
["编制人（造价人员）：",{"$nulls":5},"复核人（造价工程师）："]

{"sheet":"3.10 表-20 发包人提供材料和工程设备一览表","index":10,"n_rows":44,"n_cols":13,"rows_kept":44,"merged":[[0,0,0,12],[1,0,1,5],[1,6,1,9],[1,10,1,12],[2,2,2,3],[2,5,2,6],[2,9,2,10],[3,2,3,3],[3,5,3,6],[3,9,3,10],[4,2,4,3],[4,5,4,6],[4,9,4,10],[5,2,5,3],[5,5,5,6],[5,9,5,10],[6,2,6,3],[6,5,6,6],[6,9,6,10],[7,2,7,3],[7,5,7,6],[7,9,7,10],[8,2,8,3],[8,5,8,6],[8,9,8,10],[9,2,9,3],[9,5,9,6],[9,9,9,10],[10,2,10,3],[10,5,10,6],[10,9,10,10],[11,2,11,3],[11,5,11,6],[11,9,11,10],[12,2,12,3],[12,5,12,6],[12,9,12,10],[13,2,13,3],[13,5,13,6],[13,9,13,10],[14,2,14,3],[14,5,14,6],[14,9,14,10],[15,2,15,3],[15,5,15,6],[15,9,15,10],[16,2,16,3],[16,5,16,6],[16,9,16,10],[17,2,17,3],[17,5,17,6],[17,9,17,10],[18,2,18,3],[18,5,18,6],[18,9,18,10],[19,2,19,3],[19,5,19,6],[19,9,19,10],[20,2,20,3],[20,5,20,6],[20,9,20,10],[21,2,21,3],[21,5,21,6],[21,9,21,10],[22,2,22,3],[22,5,22,6],[22,9,22,10],[23,2,23,3],[23,5,23,6],[23,9,23,10],[24,2,24,3],[24,5,24,6],[24,9,24,10],[25,2,25,3],[25,5,25,6],[25,9,25,10],[26,2,26,3],[26,5,26,6],[26,9,26,10],[27,2,27,3],[27,5,27,6],[27,9,27,10],[28,2,28,3],[28,5,28,6],[28,9,28,10],[29,2,29,3],[29,5,29,6],[29,9,29,10],[30,2,30,3],[30,5,30,6],[30,9,30,10],[31,2,31,3],[31,5,31,6],[31,9,31,10],[32,2,32,3],[32,5,32,6],[32,9,32,10],[33,2,33,3],[33,5,33,6],[33,9,33,10],[34,2,34,3],[34,5,34,6],[34,9,34,10],[35,2,35,3],[35,5,35,6],[35,9,35,10],[36,2,36,3],[36,5,36,6],[36,9,36,10],[37,2,37,3],[37,5,37,6],[37,9,37,10],[38,2,38,3],[38,5,38,6],[38,9,38,10],[39,2,39,3],[39,5,39,6],[39,9,39,10],[40,2,40,3],[40,5,40,6],[40,9,40,10],[41,0,41,4],[41,5,41,6],[41,9,41,10],[43,3,43,12]],"flags":["formulas_cached_only"]}
["发包人提供材料和工程设备一览表"]
["工程名称：室外管道",{"$nulls":5},"标段：",{"$nulls":3},"第1页 共1页"]
["序号","材料编码","材料(工程设备)名称、规格、型号",null,"单位","数量",null,"单价\n(元)","合价\n(元)","交货\n方式",null,"送达\n地点","备注"]
{"$rows_empty":38}
["合 计",{"$nulls":7},""]
[]
[{"$nulls":3},"【新点2013清单造价江苏版 V10.3.5】"]

{"sheet":"3.11 表-21 承包人材料设备（适用于造价信息差额调整法）","index":11,"n_rows":43,"n_cols":13,"rows_kept":43,"merged":[[0,0,0,12],[1,0,1,5],[1,6,1,9],[1,10,1,12],[2,2,2,3],[2,5,2,6],[2,9,2,10],[3,2,3,3],[3,5,3,6],[3,9,3,10],[4,2,4,3],[4,5,4,6],[4,9,4,10],[5,2,5,3],[5,5,5,6],[5,9,5,10],[6,2,6,3],[6,5,6,6],[6,9,6,10],[7,2,7,3],[7,5,7,6],[7,9,7,10],[8,2,8,3],[8,5,8,6],[8,9,8,10],[9,2,9,3],[9,5,9,6],[9,9,9,10],[10,2,10,3],[10,5,10,6],[10,9,10,10],[11,2,11,3],[11,5,11,6],[11,9,11,10],[12,2,12,3],[12,5,12,6],[12,9,12,10],[13,2,13,3],[13,5,13,6],[13,9,13,10],[14,2,14,3],[14,5,14,6],[14,9,14,10],[15,2,15,3],[15,5,15,6],[15,9,15,10],[16,2,16,3],[16,5,16,6],[16,9,16,10],[17,2,17,3],[17,5,17,6],[17,9,17,10],[18,2,18,3],[18,5,18,6],[18,9,18,10],[19,2,19,3],[19,5,19,6],[19,9,19,10],[20,2,20,3],[20,5,20,6],[20,9,20,10],[21,2,21,3],[21,5,21,6],[21,9,21,10],[22,2,22,3],[22,5,22,6],[22,9,22,10],[23,2,23,3],[23,5,23,6],[23,9,23,10],[24,2,24,3],[24,5,24,6],[24,9,24,10],[25,2,25,3],[25,5,25,6],[25,9,25,10],[26,2,26,3],[26,5,26,6],[26,9,26,10],[27,2,27,3],[27,5,27,6],[27,9,27,10],[28,2,28,3],[28,5,28,6],[28,9,28,10],[29,2,29,3],[29,5,29,6],[29,9,29,10],[30,2,30,3],[30,5,30,6],[30,9,30,10],[31,2,31,3],[31,5,31,6],[31,9,31,10],[32,2,32,3],[32,5,32,6],[32,9,32,10],[33,2,33,3],[33,5,33,6],[33,9,33,10],[34,2,34,3],[34,5,34,6],[34,9,34,10],[35,2,35,3],[35,5,35,6],[35,9,35,10],[36,2,36,3],[36,5,36,6],[36,9,36,10],[37,2,37,3],[37,5,37,6],[37,9,37,10],[38,2,38,3],[38,5,38,6],[38,9,38,10],[39,2,39,3],[39,5,39,6],[39,9,39,10],[40,2,40,3],[40,5,40,6],[40,9,40,10],[41,0,41,12],[42,3,42,12]],"flags":["formulas_cached_only"]}
["承包人提供主要材料和工程设备一览表\n（适用造价信息差额调整法）"]
["工程名称：室外管道",{"$nulls":5},"标段：",{"$nulls":3},"第1页 共1页"]
["序号","材料编码","名称、规格、型号",null,"单位","数量",null,"风险系数\n(%)","基准单价\n(元)","投标单价\n(元)",null,"发承包人\n确认单价\n(元)","备注"]
{"$rows_empty":39}
[{"$nulls":3},"【新点2013清单造价江苏版 V10.3.5】"]

{"sheet":"3.12 表-04 单位工程招标控制价表","index":12,"n_rows":44,"n_cols":6,"rows_kept":44,"merged":[[0,0,0,5],[1,0,1,2],[1,3,1,4],[2,1,2,3],[3,1,3,3],[4,1,4,3],[5,1,5,3],[6,1,6,3],[7,1,7,3],[8,1,8,3],[9,1,9,3],[10,1,10,3],[11,1,11,3],[12,1,12,3],[13,1,13,3],[14,1,14,3],[15,1,15,3],[16,1,16,3],[17,1,17,3],[18,1,18,3],[19,1,19,3],[20,1,20,3],[21,1,21,3],[22,1,22,3],[23,1,23,3],[24,1,24,3],[25,1,25,3],[26,1,26,3],[27,1,27,3],[28,1,28,3],[29,1,29,3],[30,1,30,3],[31,1,31,3],[32,1,32,3],[33,1,33,3],[34,1,34,3],[35,1,35,3],[36,1,36,3],[37,1,37,3],[38,1,38,3],[39,1,39,3],[40,1,40,3],[41,0,41,3],[43,2,43,5]],"flags":["formulas_cached_only"]}
["单位工程招标控制价表"]
["工程名称：室外管道",null,null,"标段：",null,"第1页 共1页"]
["序号","汇总内容",null,null,"金额(元)","其中:暂估价(元)"]
["1","分部分项工程费",null,null,"141950.39",""]
["1.1","人工费",null,null,"28167.91",""]
["1.2","材料费",null,null,"90476.43",""]
["1.3","施工机具使用费",null,null,"9181.40",""]
["1.4","企业管理费",null,null,"10442.73",""]
["1.5","利润",null,null,"3681.88",""]
["2","措施项目费",null,null,"10234.90",""]
["2.1","单价措施项目费",null,null,"4804.94",""]
["2.2","总价措施项目费",null,null,"5429.96",""]
["2.2.1","其中：安全文明施工措施费",null,null,"2509.52",""]
["3","其他项目费",null,null,"14195.04",""]
["3.1","其中：暂列金额",null,null,"14195.04",""]
["3.2","其中：专业工程暂估",null,null,"",""]
["3.3","其中：计日工",null,null,"",""]
["3.4","其中：总承包服务费",null,null,"",""]
["4","规费",null,null,"4275.98",""]
["5","税金",null,null,"15359.07",""]
{"$rows_empty":21}
["招标控制价合计=1+2+3+4+5-甲供材料费_含设备/1.01",{"$nulls":3},"186015.38",""]
[]
[null,null,"【新点2013清单造价江苏版 V10.3.5】"]

{"sheet":"3.13 表-04 单位工程招标控制价表(南京)","index":13,"n_rows":44,"n_cols":6,"rows_kept":44,"merged":[[0,0,0,5],[1,0,1,2],[1,3,1,4],[2,1,2,3],[3,1,3,3],[4,1,4,3],[5,1,5,3],[6,1,6,3],[7,1,7,3],[8,1,8,3],[9,1,9,3],[10,1,10,3],[11,1,11,3],[12,1,12,3],[13,1,13,3],[14,1,14,3],[15,1,15,3],[16,1,16,3],[17,1,17,3],[18,1,18,3],[19,1,19,3],[20,1,20,3],[21,1,21,3],[22,1,22,3],[23,1,23,3],[24,1,24,3],[25,1,25,3],[26,1,26,3],[27,1,27,3],[28,1,28,3],[29,1,29,3],[30,1,30,3],[31,1,31,3],[32,1,32,3],[33,1,33,3],[34,1,34,3],[35,1,35,3],[36,1,36,3],[37,1,37,3],[38,1,38,3],[39,1,39,3],[40,1,40,3],[41,0,41,3],[43,2,43,5]],"flags":["formulas_cached_only"]}
["单位工程招标控制价表"]
["工程名称：室外管道",null,null,"标段：",null,"第1页 共1页"]
["序号","汇总内容",null,null,"金额(元)","其中:暂估价(元)"]
["1","分部分项工程费",null,null,"141950.39",""]
["1.1","人工费",null,null,"28167.91",""]
["1.2","材料费",null,null,"90476.43",""]
["1.3","施工机具使用费",null,null,"9181.40",""]
["1.4","企业管理费",null,null,"10442.73",""]
["1.5","利润",null,null,"3681.88",""]
["2","措施项目费",null,null,"10234.90",""]
["2.1","单价措施项目费",null,null,"4804.94",""]
["2.2","总价措施项目费",null,null,"5429.96",""]
["2.2.1","其中：安全文明施工措施费",null,null,"2509.52",""]
["3","其他项目费",null,null,"14195.04",""]
["3.1","其中：暂列金额",null,null,"14195.04",""]
["3.2","其中：专业工程暂估",null,null,"",""]
["3.3","其中：计日工",null,null,"",""]
["3.4","其中：总承包服务费",null,null,"",""]
["4","规费",null,null,"4275.98",""]
["4.1","社会保险费",null,null,"3493.99",""]
["4.2","住房公积金",null,null,"615.61",""]
["4.3","环境保护税",null,null,"166.38",""]
["5","税金",null,null,"15359.07",""]
{"$rows_empty":18}
["招标控制价合计=1+2+3+4+5-甲供材料费_含设备/1.01",{"$nulls":3},"186015.38",""]
[]
[null,null,"【新点2013清单造价江苏版 V10.3.5】"]

{"sheet":"3.14 13-Qdxm_zbkz-表-08 分部分项工程和单价措施项目清单与计价表","index":14,"n_rows":95,"n_cols":12,"rows_kept":95,"merged":[[0,0,0,11],[1,0,1,4],[1,5,1,9],[1,10,1,11],[2,0,4,0],[2,1,4,1],[2,2,4,3],[2,4,4,5],[2,6,4,6],[2,7,4,7],[2,8,2,11],[3,8,4,8],[3,9,4,10],[5,0,6,0],[5,1,6,1],[5,2,6,3],[5,4,6,5],[5,6,6,6],[5,7,6,7],[5,8,6,8],[5,9,6,10],[5,11,6,11],[7,0,8,0],[7,1,8,1],[7,2,8,3],[7,4,8,5],[7,6,8,6],[7,7,8,7],[7,8,8,8],[7,9,8,10],[7,11,8,11],[9,0,10,0],[9,1,10,1],[9,2,10,3],[9,4,10,5],[9,6,10,6],[9,7,10,7],[9,8,10,8],[9,9,10,10],[9,11,10,11],[11,0,12,0],[11,1,12,1],[11,2,12,3],[11,4,12,5],[11,6,12,6],[11,7,12,7],[11,8,12,8],[11,9,12,10],[11,11,12,11],[13,0,14,0],[13,1,14,1],[13,2,14,3],[13,4,14,5],[13,6,14,6],[13,7,14,7],[13,8,14,8],[13,9,14,10],[13,11,14,11],[15,2,15,3],[15,4,15,5],[15,9,15,10],[16,2,16,3],[16,4,16,5],[16,9,16,10],[17,2,17,3],[17,4,17,5],[17,9,17,10],[18,0,18,8],[18,9,18,10],[20,3,20,11],[21,0,21,11],[22,0,22,4],[22,5,22,9],[22,10,22,11],[23,0,25,0],[23,1,25,1],[23,2,25,3],[23,4,25,5],[23,6,25,6],[23,7,25,7],[23,8,23,11],[24,8,25,8],[24,9,25,10],[26,0,27,0],[26,1,27,1],[26,2,27,3],[26,4,27,5],[26,6,27,6],[26,7,27,7],[26,8,27,8],[26,9,27,10],[26,11,27,11],[28,2,28,3],[28,4,28,5],[28,9,28,10],[29,2,29,3],[29,4,29,5],[29,9,29,10],[30,2,30,3],[30,4,30,5],[30,9,30,10],[31,2,31,3],[31,4,31,5],[31,9,31,10],[32,2,32,3],[32,4,32,5],[32,9,32,10],[33,2,33,3],[33,4,33,5],[33,9,33,10],[34,2,34,3],[34,4,34,5],[34,9,34,10],[35,2,35,3],[35,4,35,5],[35,9,35,10],[36,2,36,3],[36,4,36,5],[36,9,36,10],[37,2,37,3],[37,4,37,5],[37,9,37,10],[38,2,38,3],[38,4,38,5],[38,9,38,10],[39,2,39,3],[39,4,39,5],[39,9,39,10],[40,0,40,8],[40,9,40,10],[42,3,42,11],[43,0,43,11],[44,0,44,4],[44,5,44,9],[44,10,44,11],[45,0,47,0],[45,1,47,1],[45,2,47,3],[45,4,47,5],[45,6,47,6],[45,7,47,7],[45,8,45,11],[46,8,47,8],[46,9,47,10],[48,2,48,3],[48,4,48,5],[48,9,48,10],[49,2,49,3],[49,4,49,5],[49,9,49,10],[50,2,50,3],[50,4,50,5],[50,9,50,10],[51,2,51,3],[51,4,51,5],[51,9,51,10],[52,2,52,3],[52,4,52,5],[52,9,52,10],[53,2,53,3],[53,4,53,5],[53,9,53,10],[54,2,54,3],[54,4,54,5],[54,9,54,10],[55,0,56,0],[55,1,56,1],[55,2,56,3],[55,4,56,5],[55,6,56,6],[55,7,56,7],[55,8,56,8],[55,9,56,10],[55,11,56,11],[57,0,58,0],[57,1,58,1],[57,2,58,3],[57,4,58,5],[57,6,58,6],[57,7,58,7],[57,8,58,8],[57,9,58,10],[57,11,58,11],[59,2,59,3],[59,4,59,5],[59,9,59,10],[60,2,60,3],[60,4,60,5],[60,9,60,10],[61,2,61,3],[61,4,61,5],[61,9,61,10],[62,0,62,8],[62,9,62,10],[64,3,64,11],[65,0,65,11],[66,0,66,4],[66,5,66,9],[66,10,66,11],[67,0,69,0],[67,1,69,1],[67,2,69,3],[67,4,69,5],[67,6,69,6],[67,7,69,7],[67,8,67,11],[68,8,69,8],[68,9,69,10],[70,2,70,3],[70,4,70,5],[70,9,70,10],[71,2,71,3],[71,4,71,5],[71,9,71,10],[72,2,72,3],[72,4,72,5],[72,9,72,10],[73,2,73,3],[73,4,73,5],[73,9,73,10],[74,2,74,3],[74,4,74,5],[74,9,74,10],[75,2,75,3],[75,4,75,5],[75,9,75,10],[76,2,76,3],[76,4,76,5],[76,9,76,10],[77,2,77,3],[77,4,77,5],[77,9,77,10],[78,2,78,3],[78,4,78,5],[78,9,78,10],[79,2,79,3],[79,4,79,5],[79,9,79,10],[80,2,80,3],[80,4,80,5],[80,9,80,10],[81,2,81,3],[81,4,81,5],[81,9,81,10],[82,2,82,3],[82,4,82,5],[82,9,82,10],[83,2,83,5],[83,9,83,10],[84,2,84,3],[84,4,84,5],[84,9,84,10],[85,2,85,5],[85,9,85,10],[86,2,86,3],[86,4,86,5],[86,9,86,10],[87,2,87,3],[87,4,87,5],[87,9,87,10],[88,2,88,3],[88,4,88,5],[88,9,88,10],[89,2,89,3],[89,4,89,5],[89,9,89,10],[90,2,90,3],[90,4,90,5],[90,9,90,10],[91,0,91,8],[91,9,91,10],[92,0,92,8],[92,9,92,10],[94,3,94,11]],"flags":["formulas_cached_only"]}
["分部分项工程和单价措施项目清单与计价表"]
["工程名称：室外管道",{"$nulls":4},"标段：",{"$nulls":4},"第1页 共4页"]
["序号","项目编码","项目名称",null,"项目特征描述",null,"计量\n单位","工程量","金额（元）"]
[{"$nulls":8},"综合单价","合价",null,"其中"]
[{"$nulls":11},"暂估价"]
["1","040501005001","直埋式预制保温管",null,"1、垫层材质及厚度：中砂垫层15cm\n2、材质及规格：D108*4双管道\n3、接口方式：焊接\n4、铺设深度：符合设计要求\n5、管道检验及试验的要求：符合设计要求",null,"m","15","298.86","4482.90",null,""]
[]
["2","040501005002","直埋式预制保温管",null,"1、垫层材质及厚度：中砂垫层15cm\n2、材质及规格：D108*4、D89*4双管道\n3、接口方式：焊接\n4、铺设深度：符合设计要求\n5、管道检验及试验的要求：符合设计要求",null,"m","8","283.01","2264.08",null,""]
[]
["3","040501005003","直埋式预制保温管",null,"1、垫层材质及厚度：中砂垫层15cm\n2、材质及规格：D108*4、D57*3.5双管道\n3、接口方式：焊接\n4、铺设深度：符合设计要求\n5、管道检验及试验的要求：符合设计要求",null,"m","88","248.66","21882.08",null,""]
[]
["4","040501005004","直埋式预制保温管",null,"1、垫层材质及厚度：中砂垫层15cm\n2、材质及规格：D108*4单管道\n3、接口方式：焊接\n4、铺设深度：符合设计要求\n5、管道检验及试验的要求：符合设计要求",null,"m","36","150.77","5427.72",null,""]
[]
["5","040501005005","直埋式预制保温管",null,"1、垫层材质及厚度：中砂垫层14cm\n2、材质及规格：D89*4单管道\n3、接口方式：焊接\n4、管道检验及试验的要求：符合设计要求",null,"m","66","131.16","8656.56",null,""]
[]
[]
[]
[]
["本页小计",{"$nulls":8},"42713.34",null,""]
[]
[{"$nulls":3},"【新点2013清单造价江苏版 V10.3.5】"]
["分部分项工程和单价措施项目清单与计价表"]
["工程名称：室外管道",{"$nulls":4},"标段：",{"$nulls":4},"第2页 共4页"]
["序号","项目编码","项目名称",null,"项目特征描述",null,"计量\n单位","工程量","金额（元）"]
[{"$nulls":8},"综合单价","合价",null,"其中"]
[{"$nulls":11},"暂估价"]
["6","040501005006","直埋式预制保温管",null,"1、垫层材质及厚度：中砂垫层14.5cm\n2、材质及规格：D57*3.5\n3、接口方式：焊接\n4、管道检验及试验的要求：符合设计要求",null,"m","75","96.44","7233.00",null,""]
[]
["7","040502002001","钢管管件制作、安装",null,"1、种类：90度弯头\n2、材质及规格：预制保温管件、DN100弯头\n3、接口形式：焊接",null,"个","11","398.50","4383.50",null,""]
["8","040502002002","钢管管件制作、安装",null,"1、种类：异三通\n2、材质及规格：预制保温管件、DN100*80异三通\n3、接口形式：焊接",null,"个","1","378.08","378.08",null,""]
["9","040502002003","钢管管件制作、安装",null,"1、种类：异三通\n2、材质及规格：预制保温管件、DN100*80异三通\n3、接口形式：焊接",null,"个","1","378.08","378.08",null,""]
["10","040502002004","钢管管件制作、安装",null,"1、种类：90度弯头\n2、材质及规格：预制保温管件、DN80\n3、接口形式：焊接",null,"个","5","340.14","1700.70",null,""]
["11","040502002005","钢管管件制作、安装",null,"1、种类：三通\n2、材质及规格：预制保温管件、DN80*50三通\n3、接口形式：焊接",null,"个","2","357.83","715.66",null,""]
["12","040502002006","钢管管件制作、安装",null,"1、种类：异径\n2、材质及规格：预制保温管件、DN80*50异径\n3、接口形式：焊接",null,"个","2","322.45","644.90",null,""]
["13","040502002007","钢管管件制作、安装",null,"1、种类：90度弯头\n2、材质及规格：预制保温管件、DN50\n3、接口形式：焊接",null,"个","34","227.97","7750.98",null,""]
["14","040501014001","新旧管连接",null,"1、材质及规格：预制保温管、DN100\n2、连接方式：焊接",null,"处","2","321.76","643.52",null,""]
["15","040501014002","新旧管连接",null,"1、材质及规格：预制保温管、DN50\n2、连接方式：焊接",null,"处","4","144.00","576.00",null,""]
["16","040502005001","阀门",null,"1、种类：保温阀门\n2、材质及规格：DN50",null,"个","4","669.24","2676.96",null,""]
[]
[]
["本页小计",{"$nulls":8},"27081.38",null,""]
[]
[{"$nulls":3},"【新点2013清单造价江苏版 V10.3.5】"]
["分部分项工程和单价措施项目清单与计价表"]
["工程名称：室外管道",{"$nulls":4},"标段：",{"$nulls":4},"第3页 共4页"]
["序号","项目编码","项目名称",null,"项目特征描述",null,"计量\n单位","工程量","金额（元）"]
[{"$nulls":8},"综合单价","合价",null,"其中"]
[{"$nulls":11},"暂估价"]
["17","040502006001","法兰",null,"1、材质、规格、结构形式：不锈钢、DN50\n2、连接形式：焊接",null,"付","4","80.83","323.32",null,""]
["18","030816005001","焊缝超声波探伤",null,"1、名称：超声波探伤\n2、管道规格：D108以内",null,"口","66","19.87","1311.42",null,""]
["19","031002001001","管道支架",null,"1、材质：钢制，20mm厚\n2、管架形式：直埋固定支架",null,"Kg","98.3","15.32","1505.96",null,""]
["20","040503002001","混凝土支墩",null,"1、混凝土强度等级：C30混凝土\n2、支墩做法：DN50-DN150单管支墩",null,"m3","5.4","1098.29","5930.77",null,""]
["21","040503002002","混凝土支墩",null,"1、混凝土强度等级：C30混凝土\n2、支墩做法：DN50-DN150双管支墩",null,"m3","2.7","1063.58","2871.67",null,""]
["22","040101002001","挖沟槽土方",null,"1、土壤类别：三类土\n2、挖土深度：2M内\n3、机械开挖，人工修边",null,"m3","73.46","13.13","964.53",null,""]
["23","040101002002","挖沟槽土方",null,"1、土壤类别：三类土\n2、挖土深度：2M内\n3、人工开挖",null,"m3","73.46","63.00","4627.98",null,""]
["24","040103001001","回填方",null,"1、密实度要求：符合设计及规范要求\n2、填方材料品种：素土\n3、填方粒径要求：符合设计要求\n4、填方来源、运距：投标人自行考虑",null,"m3","104.95","16.67","1749.52",null,""]
[]
["25","040103001002","回填方",null,"1、密实度要求：符合设计及规范要求\n2、填方材料品种：中砂\n3、填方粒径要求：符合设计要求\n4、填方来源、运距：投标人自行考虑",null,"m3","41.96","344.44","14452.70",null,""]
[]
["26","040103002001","余方弃置",null,"1、废弃料品种：余土\n2、运距：10KM",null,"m3","63.63","30.12","1916.54",null,""]
["27","040402018001","施工缝",null,"1、类别：路面切缝",null,"m","576","12.30","7084.80",null,""]
["28","041001001001","拆除路面",null,"1、材质：有筋混凝土\n2、厚度：15cm",null,"m2","146.91","25.95","3812.31",null,""]
["本页小计",{"$nulls":8},"46551.52",null,""]
[]
[{"$nulls":3},"【新点2013清单造价江苏版 V10.3.5】"]
["分部分项工程和单价措施项目清单与计价表"]
["工程名称：室外管道",{"$nulls":4},"标段：",{"$nulls":4},"第4页 共4页"]
["序号","项目编码","项目名称",null,"项目特征描述",null,"计量\n单位","工程量","金额（元）"]
[{"$nulls":8},"综合单价","合价",null,"其中"]
[{"$nulls":11},"暂估价"]
["29","040203007001","水泥混凝土",null,"1、混凝土强度等级：C30\n2、厚度：15cm\n3、要求：路面刻痕",null,"m2","146.91","119.42","17543.99",null,""]
["30","040103002002","余方弃置",null,"1、废弃料品种：余渣\n2、运距：10KM",null,"m3","22.04","46.04","1014.72",null,""]
["31","011601001001","砖砌体拆除",null,"1、砌体名称：管道井墙\n2、砌体材质：实砌砖墙",null,"m3","0.48","60.83","29.20",null,""]
["32","010401003001","实心砖墙",null,"1、墙体类型：实砌砖墙\n2、砂浆强度等级、配合比：M5",null,"m3","0.48","491.67","236.00",null,""]
["33","011201001001","墙面一般抹灰",null,"1、墙体类型：实砌砖墙\n2、装饰面材料种类：抹水泥砂浆",null,"m2","4","30.70","122.80",null,""]
["34","030802001001","中压碳钢管",null,"1、工地运输：汽车装卸、运输回收",null,"t","7.644","98.77","755.00",null,""]
["35","030109012001","其他泵",null,"1、DN100水泵拆除",null,"台","8","218.59","1748.72",null,""]
["36","031003003001","焊接法兰阀门",null,"1、DN100焊接法兰管件拆除",null,"个","8","70.69","565.52",null,""]
["37","030601001001","温度仪表",null,"1、仪器仪表拆除",null,"支","8","11.70","93.60",null,""]
["38","01B001","成套设备",null,"1、成套设备安装（包含电缆）\n2、设备甲供",null,"套","1","1590.68","1590.68",null,""]
["39","030801001001","低压碳钢管",null,"1、DN100无缝钢管拆除",null,"m","10","9.56","95.60",null,""]
["40","030801001002","低压碳钢管",null,"1、材质：无缝钢管\n2、规格：DN100\n3、连接形式、焊接方法：焊接",null,"m","10","67.20","672.00",null,""]
["41","030804001001","低压碳钢管件",null,"1、材质：无缝钢管\n2、规格：DN100弯头\n3、连接方式：焊接",null,"个","8","142.04","1136.32",null,""]
[null,null,"分部分项合计",{"$nulls":4},"","","141950.39",null,""]
["1","041106001001","大型机械设备进出场及安拆",{"$nulls":3},"台·次","1","4804.94","4804.94",null,""]
[null,null,"单价措施合计",{"$nulls":4},"","","4804.94",null,""]
[]
[]
[]
[]
[]
["本页小计",{"$nulls":8},"30409.09",null,""]
["合    计",{"$nulls":8},"146755.33",null,""]
[]
[{"$nulls":3},"【新点2013清单造价江苏版 V10.3.5】"]

{"sheet":"3.15 13-Csxm1_zbkz-表-11 总价措施项目清单与计价表","index":15,"n_rows":54,"n_cols":14,"rows_kept":54,"merged":[[0,0,0,14],[1,0,1,6],[1,7,1,11],[1,12,1,14],[2,2,2,4],[2,6,2,7],[2,8,2,9],[2,11,2,12],[2,13,2,14],[3,2,3,4],[3,6,3,7],[3,8,3,9],[3,11,3,12],[3,13,3,14],[4,2,4,4],[4,6,4,7],[4,8,4,9],[4,11,4,12],[4,13,4,14],[5,2,5,4],[5,6,5,7],[5,8,5,9],[5,11,5,12],[5,13,5,14],[6,2,6,4],[6,6,6,7],[6,8,6,9],[6,11,6,12],[6,13,6,14],[7,2,7,4],[7,6,7,7],[7,8,7,9],[7,11,7,12],[7,13,7,14],[8,2,8,4],[8,6,8,7],[8,8,8,9],[8,11,8,12],[8,13,8,14],[9,2,9,4],[9,6,9,7],[9,8,9,9],[9,11,9,12],[9,13,9,14],[10,2,10,4],[10,6,10,7],[10,8,10,9],[10,11,10,12],[10,13,10,14],[11,2,11,4],[11,6,11,7],[11,8,11,9],[11,11,11,12],[11,13,11,14],[12,2,12,4],[12,6,12,7],[12,8,12,9],[12,11,12,12],[12,13,12,14],[13,2,13,4],[13,6,13,7],[13,8,13,9],[13,11,13,12],[13,13,13,14],[14,2,14,4],[14,6,14,7],[14,8,14,9],[14,11,14,12],[14,13,14,14],[15,2,15,4],[15,6,15,7],[15,8,15,9],[15,11,15,12],[15,13,15,14],[16,0,16,14],[17,3,17,14],[18,0,18,3],[18,9,18,13],[19,0,19,14],[20,0,20,6],[20,7,20,11],[20,12,20,14],[21,2,21,4],[21,6,21,7],[21,8,21,9],[21,11,21,12],[21,13,21,14],[22,2,22,4],[22,6,22,7],[22,8,22,9],[22,11,22,12],[22,13,22,14],[23,2,23,4],[23,6,23,7],[23,8,23,9],[23,11,23,12],[23,13,23,14],[24,2,24,4],[24,6,24,7],[24,8,24,9],[24,11,24,12],[24,13,24,14],[25,2,25,4],[25,6,25,7],[25,8,25,9],[25,11,25,12],[25,13,25,14],[26,2,26,4],[26,6,26,7],[26,8,26,9],[26,11,26,12],[26,13,26,14],[27,2,27,4],[27,6,27,7],[27,8,27,9],[27,11,27,12],[27,13,27,14],[28,2,28,4],[28,6,28,7],[28,8,28,9],[28,11,28,12],[28,13,28,14],[29,2,29,4],[29,6,29,7],[29,8,29,9],[29,11,29,12],[29,13,29,14],[30,2,30,4],[30,6,30,7],[30,8,30,9],[30,11,30,12],[30,13,30,14],[31,2,31,4],[31,6,31,7],[31,8,31,9],[31,11,31,12],[31,13,31,14],[32,2,32,4],[32,6,32,7],[32,8,32,9],[32,11,32,12],[32,13,32,14],[33,2,33,4],[33,6,33,7],[33,8,33,9],[33,11,33,12],[33,13,33,14],[34,2,34,4],[34,6,34,7],[34,8,34,9],[34,11,34,12],[34,13,34,14],[35,2,35,4],[35,6,35,7],[35,8,35,9],[35,11,35,12],[35,13,35,14],[36,2,36,4],[36,6,36,7],[36,8,36,9],[36,11,36,12],[36,13,36,14],[37,2,37,4],[37,6,37,7],[37,8,37,9],[37,11,37,12],[37,13,37,14],[38,2,38,4],[38,6,38,7],[38,8,38,9],[38,11,38,12],[38,13,38,14],[39,2,39,4],[39,6,39,7],[39,8,39,9],[39,11,39,12],[39,13,39,14],[40,2,40,4],[40,6,40,7],[40,8,40,9],[40,11,40,12],[40,13,40,14],[41,2,41,4],[41,6,41,7],[41,8,41,9],[41,11,41,12],[41,13,41,14],[42,2,42,4],[42,6,42,7],[42,8,42,9],[42,11,42,12],[42,13,42,14],[43,2,43,4],[43,6,43,7],[43,8,43,9],[43,11,43,12],[43,13,43,14],[44,2,44,4],[44,6,44,7],[44,8,44,9],[44,11,44,12],[44,13,44,14],[45,2,45,4],[45,6,45,7],[45,8,45,9],[45,11,45,12],[45,13,45,14],[46,2,46,4],[46,6,46,7],[46,8,46,9],[46,11,46,12],[46,13,46,14],[47,2,47,4],[47,6,47,7],[47,8,47,9],[47,11,47,12],[47,13,47,14],[48,2,48,4],[48,6,48,7],[48,8,48,9],[48,11,48,12],[48,13,48,14],[50,0,50,7],[50,8,50,9],[50,11,50,12],[50,13,50,14],[52,3,52,14],[53,0,53,3],[53,9,53,13]],"flags":["formulas_cached_only"]}
["总价措施项目清单与计价表"]
["工程名称：室外管道",{"$nulls":6},"标段：",{"$nulls":4},"第1页 共2页"]
["序号","项目编码","项目名称",null,null,"计算基础","费率（%）",null,"金额（元）",null,"调整\n费率（%）","调整后\n金额（元）",null,"备注"]
["1","041109001001","安全文明施工费",{"$nulls":3},"100.000",null,"2509.52"]
["1.1",null,"基本费",null,null,"分部分项合计+单价措施项目合计-除税工程设备费","1.200",null,"1761.06"]
["1.2",null,"增加费",null,null,"分部分项合计+单价措施项目合计-除税工程设备费","0.300",null,"440.27"]
["1.3",null,"扬尘污染防治增加费",null,null,"分部分项合计+单价措施项目合计-除税工程设备费","0.210",null,"308.19"]
["2","041109002001","夜间施工",null,null,"分部分项合计+单价措施项目合计-除税工程设备费","0.100",null,"146.76"]
["3","041109003001","二次搬运",null,null,"分部分项合计+单价措施项目合计-除税工程设备费","",null,""]
["4","041109004001","冬雨季施工",null,null,"分部分项合计+单价措施项目合计-除税工程设备费","0.200",null,"293.51"]
["5","041109005001","行车、行人干扰",null,null,"分部分项合计+单价措施项目合计-除税工程设备费","",null,""]
["6","041109006001","地上、地下设施、建筑物的临时保护设施",null,null,"分部分项合计+单价措施项目合计-除税工程设备费","",null,""]
["7","041109007001","已完工程及设备保护",null,null,"分部分项合计+单价措施项目合计-除税工程设备费","0.010",null,"14.68"]
["8","041109008001","临时设施",null,null,"分部分项合计+单价措施项目合计-除税工程设备费","1.650",null,"2421.46"]
[]
[]
[]
[{"$nulls":3},"【新点2013清单造价江苏版 V10.3.5】"]
["编制人（造价人员）：",{"$nulls":8},"复核人（造价工程师）："]
["总价措施项目清单与计价表"]
["工程名称：室外管道",{"$nulls":6},"标段：",{"$nulls":4},"第2页 共2页"]
["序号","项目编码","项目名称",null,null,"计算基础","费率（%）",null,"金额（元）",null,"调整\n费率（%）","调整后\n金额（元）",null,"备注"]
["9","041109009001","赶工措施",null,null,"分部分项合计+单价措施项目合计-除税工程设备费","",null,""]
["10","041109010001","工程按质论价",null,null,"分部分项合计+单价措施项目合计-除税工程设备费","",null,""]
["11","041109011001","建筑工人实名制费用",null,null,"分部分项合计+单价措施项目合计-除税工程设备费","0.030",null,"44.03"]
["12","041109091001","特殊条件下施工增加费",null,null,"分部分项合计+单价措施项目合计-除税工程设备费","",null,""]
{"$rows_empty":24}
["合   计",{"$nulls":7},"5429.96"]
[]
[{"$nulls":3},"【新点2013清单造价江苏版 V10.3.5】"]
["编制人（造价人员）：",{"$nulls":8},"复核人（造价工程师）："]

{"sheet":"3.16 13-Qtxm_zbkz-表-12 其他项目清单与计价汇总表","index":16,"n_rows":44,"n_cols":8,"rows_kept":44,"merged":[[0,0,0,7],[1,0,1,3],[1,4,1,6],[2,1,2,2],[2,3,2,4],[2,6,2,7],[3,1,3,2],[3,3,3,4],[3,6,3,7],[4,1,4,2],[4,3,4,4],[4,6,4,7],[5,1,5,2],[5,3,5,4],[5,6,5,7],[6,1,6,2],[6,3,6,4],[6,6,6,7],[7,1,7,2],[7,3,7,4],[7,6,7,7],[8,1,8,2],[8,3,8,4],[8,6,8,7],[9,1,9,2],[9,3,9,4],[9,6,9,7],[10,1,10,2],[10,3,10,4],[10,6,10,7],[11,1,11,2],[11,3,11,4],[11,6,11,7],[12,1,12,2],[12,3,12,4],[12,6,12,7],[13,1,13,2],[13,3,13,4],[13,6,13,7],[14,1,14,2],[14,3,14,4],[14,6,14,7],[15,1,15,2],[15,3,15,4],[15,6,15,7],[16,1,16,2],[16,3,16,4],[16,6,16,7],[17,1,17,2],[17,3,17,4],[17,6,17,7],[18,1,18,2],[18,3,18,4],[18,6,18,7],[19,1,19,2],[19,3,19,4],[19,6,19,7],[20,1,20,2],[20,3,20,4],[20,6,20,7],[21,1,21,2],[21,3,21,4],[21,6,21,7],[22,1,22,2],[22,3,22,4],[22,6,22,7],[23,1,23,2],[23,3,23,4],[23,6,23,7],[24,1,24,2],[24,3,24,4],[24,6,24,7],[25,1,25,2],[25,3,25,4],[25,6,25,7],[26,1,26,2],[26,3,26,4],[26,6,26,7],[27,1,27,2],[27,3,27,4],[27,6,27,7],[28,1,28,2],[28,3,28,4],[28,6,28,7],[29,1,29,2],[29,3,29,4],[29,6,29,7],[30,1,30,2],[30,3,30,4],[30,6,30,7],[31,1,31,2],[31,3,31,4],[31,6,31,7],[32,1,32,2],[32,3,32,4],[32,6,32,7],[33,1,33,2],[33,3,33,4],[33,6,33,7],[34,1,34,2],[34,3,34,4],[34,6,34,7],[35,1,35,2],[35,3,35,4],[35,6,35,7],[36,1,36,2],[36,3,36,4],[36,6,36,7],[37,1,37,2],[37,3,37,4],[37,6,37,7],[38,1,38,2],[38,3,38,4],[38,6,38,7],[39,1,39,2],[39,3,39,4],[39,6,39,7],[40,1,40,2],[40,3,40,4],[40,6,40,7],[41,0,41,2],[41,3,41,4],[41,6,41,7],[43,2,43,7]],"flags":["formulas_cached_only"]}
["其他项目清单与计价汇总表"]
["工程名称：室外管道",{"$nulls":3},"标段：",null,null,"第1页 共1页"]
["序号","项目名称",null,"金额(元)",null,"结算金额(元)","备注"]
["1","暂列金额",null,"14195.04"]
["2","暂估价",null,""]
["2.1","材料暂估价",null,""]
["2.2","专业工程暂估价",null,""]
["3","计日工",null,""]
["4","总承包服务费",null,""]
{"$rows_empty":32}
["合  计",null,null,"14195.04"]
[]
[null,null,"【新点2013清单造价江苏版 V10.3.5】"]

{"sheet":"3.17 13-Zlje_zbkz-表-12-1 暂列金额明细表","index":17,"n_rows":44,"n_cols":7,"rows_kept":44,"merged":[[0,0,0,6],[1,0,1,3],[1,4,1,5],[2,1,2,2],[2,3,2,4],[3,1,3,2],[3,3,3,4],[4,1,4,2],[4,3,4,4],[5,1,5,2],[5,3,5,4],[6,1,6,2],[6,3,6,4],[7,1,7,2],[7,3,7,4],[8,1,8,2],[8,3,8,4],[9,1,9,2],[9,3,9,4],[10,1,10,2],[10,3,10,4],[11,1,11,2],[11,3,11,4],[12,1,12,2],[12,3,12,4],[13,1,13,2],[13,3,13,4],[14,1,14,2],[14,3,14,4],[15,1,15,2],[15,3,15,4],[16,1,16,2],[16,3,16,4],[17,1,17,2],[17,3,17,4],[18,1,18,2],[18,3,18,4],[19,1,19,2],[19,3,19,4],[20,1,20,2],[20,3,20,4],[21,1,21,2],[21,3,21,4],[22,1,22,2],[22,3,22,4],[23,1,23,2],[23,3,23,4],[24,1,24,2],[24,3,24,4],[25,1,25,2],[25,3,25,4],[26,1,26,2],[26,3,26,4],[27,1,27,2],[27,3,27,4],[28,1,28,2],[28,3,28,4],[29,1,29,2],[29,3,29,4],[30,1,30,2],[30,3,30,4],[31,1,31,2],[31,3,31,4],[32,1,32,2],[32,3,32,4],[33,1,33,2],[33,3,33,4],[34,1,34,2],[34,3,34,4],[35,1,35,2],[35,3,35,4],[36,1,36,2],[36,3,36,4],[37,1,37,2],[37,3,37,4],[38,1,38,2],[38,3,38,4],[39,1,39,2],[39,3,39,4],[40,1,40,2],[40,3,40,4],[41,0,41,4],[43,2,43,6]],"flags":["formulas_cached_only"]}
["暂列金额明细表"]
["工程名称：室外管道",{"$nulls":3},"标段：",null,"第1页 共1页"]
["序号","项目名称",null,"计量单位",null,"暂定金额(元)","备注"]
["1",{"$nulls":4},"14195.04"]
{"$rows_empty":37}
["合  计",{"$nulls":4},"14195.04"]
[]
[null,null,"【新点2013清单造价江苏版 V10.3.5】"]

{"sheet":"3.18 13-Clzg_zbkz-表-12-2 材料（工程设备）暂估单价及调整表","index":18,"n_rows":45,"n_cols":16,"rows_kept":45,"merged":[[0,0,0,15],[1,0,1,6],[1,7,1,12],[1,13,1,15],[2,0,3,0],[2,1,3,1],[2,2,3,3],[2,4,3,4],[2,5,2,7],[2,8,2,9],[2,10,2,11],[2,12,2,14],[2,15,3,15],[3,6,3,7],[3,12,3,13],[4,2,4,3],[4,6,4,7],[4,12,4,13],[5,2,5,3],[5,6,5,7],[5,12,5,13],[6,2,6,3],[6,6,6,7],[6,12,6,13],[7,2,7,3],[7,6,7,7],[7,12,7,13],[8,2,8,3],[8,6,8,7],[8,12,8,13],[9,2,9,3],[9,6,9,7],[9,12,9,13],[10,2,10,3],[10,6,10,7],[10,12,10,13],[11,2,11,3],[11,6,11,7],[11,12,11,13],[12,2,12,3],[12,6,12,7],[12,12,12,13],[13,2,13,3],[13,6,13,7],[13,12,13,13],[14,2,14,3],[14,6,14,7],[14,12,14,13],[15,2,15,3],[15,6,15,7],[15,12,15,13],[16,2,16,3],[16,6,16,7],[16,12,16,13],[17,2,17,3],[17,6,17,7],[17,12,17,13],[18,2,18,3],[18,6,18,7],[18,12,18,13],[19,2,19,3],[19,6,19,7],[19,12,19,13],[20,2,20,3],[20,6,20,7],[20,12,20,13],[21,2,21,3],[21,6,21,7],[21,12,21,13],[22,2,22,3],[22,6,22,7],[22,12,22,13],[23,2,23,3],[23,6,23,7],[23,12,23,13],[24,2,24,3],[24,6,24,7],[24,12,24,13],[25,2,25,3],[25,6,25,7],[25,12,25,13],[26,2,26,3],[26,6,26,7],[26,12,26,13],[27,2,27,3],[27,6,27,7],[27,12,27,13],[28,2,28,3],[28,6,28,7],[28,12,28,13],[29,2,29,3],[29,6,29,7],[29,12,29,13],[30,2,30,3],[30,6,30,7],[30,12,30,13],[31,2,31,3],[31,6,31,7],[31,12,31,13],[32,2,32,3],[32,6,32,7],[32,12,32,13],[33,2,33,3],[33,6,33,7],[33,12,33,13],[34,2,34,3],[34,6,34,7],[34,12,34,13],[35,2,35,3],[35,6,35,7],[35,12,35,13],[36,2,36,3],[36,6,36,7],[36,12,36,13],[37,2,37,3],[37,6,37,7],[37,12,37,13],[38,2,38,3],[38,6,38,7],[38,12,38,13],[39,2,39,3],[39,6,39,7],[39,12,39,13],[40,2,40,3],[40,6,40,7],[40,12,40,13],[41,2,41,3],[41,6,41,7],[41,12,41,13],[42,0,42,4],[42,6,42,7],[42,12,42,13],[44,3,44,15]],"flags":["formulas_cached_only"]}
["材料（工程设备）暂估单价及调整表"]
["工程名称：室外管道",{"$nulls":6},"标段：",{"$nulls":5},"第1页 共1页"]
["序号","材料编码","材料(工程设备)名称、规格、型号",null,"计量单位","数量",null,null,"暂估（元）",null,"确认（元）",null,"差额±(元)",null,null,"备注"]
[{"$nulls":5},"投标","确认",null,"单价","合价","单价","合价","单价",null,"合价"]
{"$rows_empty":38}
["合计",{"$nulls":8},""]
[]
[{"$nulls":3},"【新点2013清单造价江苏版 V10.3.5】"]

{"sheet":"3.19 13-Zygczg_zbkz-表-12-3 专业工程暂估价及结算价表","index":19,"n_rows":44,"n_cols":10,"rows_kept":44,"merged":[[0,0,0,9],[1,0,1,4],[1,5,1,7],[1,8,1,9],[2,1,2,2],[2,4,2,5],[2,7,2,8],[3,1,3,2],[3,4,3,5],[3,7,3,8],[4,1,4,2],[4,4,4,5],[4,7,4,8],[5,1,5,2],[5,4,5,5],[5,7,5,8],[6,1,6,2],[6,4,6,5],[6,7,6,8],[7,1,7,2],[7,4,7,5],[7,7,7,8],[8,1,8,2],[8,4,8,5],[8,7,8,8],[9,1,9,2],[9,4,9,5],[9,7,9,8],[10,1,10,2],[10,4,10,5],[10,7,10,8],[11,1,11,2],[11,4,11,5],[11,7,11,8],[12,1,12,2],[12,4,12,5],[12,7,12,8],[13,1,13,2],[13,4,13,5],[13,7,13,8],[14,1,14,2],[14,4,14,5],[14,7,14,8],[15,1,15,2],[15,4,15,5],[15,7,15,8],[16,1,16,2],[16,4,16,5],[16,7,16,8],[17,1,17,2],[17,4,17,5],[17,7,17,8],[18,1,18,2],[18,4,18,5],[18,7,18,8],[19,1,19,2],[19,4,19,5],[19,7,19,8],[20,1,20,2],[20,4,20,5],[20,7,20,8],[21,1,21,2],[21,4,21,5],[21,7,21,8],[22,1,22,2],[22,4,22,5],[22,7,22,8],[23,1,23,2],[23,4,23,5],[23,7,23,8],[24,1,24,2],[24,4,24,5],[24,7,24,8],[25,1,25,2],[25,4,25,5],[25,7,25,8],[26,1,26,2],[26,4,26,5],[26,7,26,8],[27,1,27,2],[27,4,27,5],[27,7,27,8],[28,1,28,2],[28,4,28,5],[28,7,28,8],[29,1,29,2],[29,4,29,5],[29,7,29,8],[30,1,30,2],[30,4,30,5],[30,7,30,8],[31,1,31,2],[31,4,31,5],[31,7,31,8],[32,1,32,2],[32,4,32,5],[32,7,32,8],[33,1,33,2],[33,4,33,5],[33,7,33,8],[34,1,34,2],[34,4,34,5],[34,7,34,8],[35,1,35,2],[35,4,35,5],[35,7,35,8],[36,1,36,2],[36,4,36,5],[36,7,36,8],[37,1,37,2],[37,4,37,5],[37,7,37,8],[38,1,38,2],[38,4,38,5],[38,7,38,8],[39,1,39,2],[39,4,39,5],[39,7,39,8],[40,1,40,2],[40,4,40,5],[40,7,40,8],[41,0,41,3],[41,4,41,5],[41,7,41,8],[43,2,43,9]],"flags":["formulas_cached_only"]}
["专业工程暂估价及结算价表"]
["工程名称：室外管道",{"$nulls":4},"标段：",null,null,"第1页 共1页"]
["序号","工程名称",null,"工程内容","暂估金额(元)",null,"结算金额(元)","差额±(元)",null,"备注"]
{"$rows_empty":38}
["合  计",{"$nulls":3},""]
[]
[null,null,"【新点2013清单造价江苏版 V10.3.5】"]

{"sheet":"3.20 13-Jrg_zbkz-表-12-4 计日工表","index":20,"n_rows":45,"n_cols":11,"rows_kept":45,"merged":[[0,0,0,10],[1,0,1,4],[1,5,1,8],[1,9,1,10],[2,0,3,0],[2,1,3,2],[2,3,3,3],[2,4,3,5],[2,6,3,6],[2,7,3,7],[2,8,2,10],[3,8,3,9],[4,1,4,2],[4,4,4,5],[4,8,4,9],[5,0,5,7],[5,8,5,9],[6,1,6,2],[6,4,6,5],[6,8,6,9],[7,0,7,7],[7,8,7,9],[8,1,8,2],[8,4,8,5],[8,8,8,9],[9,0,9,7],[9,8,9,9],[10,0,10,7],[10,8,10,9],[11,1,11,2],[11,4,11,5],[11,8,11,9],[12,1,12,2],[12,4,12,5],[12,8,12,9],[13,1,13,2],[13,4,13,5],[13,8,13,9],[14,1,14,2],[14,4,14,5],[14,8,14,9],[15,1,15,2],[15,4,15,5],[15,8,15,9],[16,1,16,2],[16,4,16,5],[16,8,16,9],[17,1,17,2],[17,4,17,5],[17,8,17,9],[18,1,18,2],[18,4,18,5],[18,8,18,9],[19,1,19,2],[19,4,19,5],[19,8,19,9],[20,1,20,2],[20,4,20,5],[20,8,20,9],[21,1,21,2],[21,4,21,5],[21,8,21,9],[22,1,22,2],[22,4,22,5],[22,8,22,9],[23,1,23,2],[23,4,23,5],[23,8,23,9],[24,1,24,2],[24,4,24,5],[24,8,24,9],[25,1,25,2],[25,4,25,5],[25,8,25,9],[26,1,26,2],[26,4,26,5],[26,8,26,9],[27,1,27,2],[27,4,27,5],[27,8,27,9],[28,1,28,2],[28,4,28,5],[28,8,28,9],[29,1,29,2],[29,4,29,5],[29,8,29,9],[30,1,30,2],[30,4,30,5],[30,8,30,9],[31,1,31,2],[31,4,31,5],[31,8,31,9],[32,1,32,2],[32,4,32,5],[32,8,32,9],[33,1,33,2],[33,4,33,5],[33,8,33,9],[34,1,34,2],[34,4,34,5],[34,8,34,9],[35,1,35,2],[35,4,35,5],[35,8,35,9],[36,1,36,2],[36,4,36,5],[36,8,36,9],[37,1,37,2],[37,4,37,5],[37,8,37,9],[38,1,38,2],[38,4,38,5],[38,8,38,9],[39,1,39,2],[39,4,39,5],[39,8,39,9],[40,1,40,2],[40,4,40,5],[40,8,40,9],[41,1,41,2],[41,4,41,5],[41,8,41,9],[42,0,42,7],[42,8,42,9],[44,2,44,10]],"flags":["formulas_cached_only"]}
["计日工表"]
["工程名称：室外管道",{"$nulls":4},"标段：",{"$nulls":3},"第1页 共1页"]
["编号","项目名称",null,"单位","暂定数量",null,"实际数量","综合单价","合价（元）"]
[{"$nulls":8},"暂定",null,"实际"]
["一","人工",null,null,"",null,null,"",""]
["人工小计",{"$nulls":7},""]
["二","材料",null,null,"",null,null,"",""]
["材料小计",{"$nulls":7},""]
["三","施工机械",null,null,"",null,null,"",""]
["机械小计",{"$nulls":7},""]
["四、企业管理费和利润",{"$nulls":7},""]
{"$rows_empty":31}
["总     计",{"$nulls":7},""]
[]
[null,null,"【新点2013清单造价江苏版 V10.3.5】"]

{"sheet":"3.21 13-Zcbfwf_zbkz-表-12-5 总承包服务费计价表","index":21,"n_rows":44,"n_cols":10,"rows_kept":44,"merged":[[0,0,0,9],[1,0,1,4],[1,5,1,7],[1,8,1,9],[2,1,2,2],[2,4,2,5],[2,7,2,8],[3,1,3,2],[3,4,3,5],[3,7,3,8],[4,1,4,2],[4,4,4,5],[4,7,4,8],[5,1,5,2],[5,4,5,5],[5,7,5,8],[6,1,6,2],[6,4,6,5],[6,7,6,8],[7,1,7,2],[7,4,7,5],[7,7,7,8],[8,1,8,2],[8,4,8,5],[8,7,8,8],[9,1,9,2],[9,4,9,5],[9,7,9,8],[10,1,10,2],[10,4,10,5],[10,7,10,8],[11,1,11,2],[11,4,11,5],[11,7,11,8],[12,1,12,2],[12,4,12,5],[12,7,12,8],[13,1,13,2],[13,4,13,5],[13,7,13,8],[14,1,14,2],[14,4,14,5],[14,7,14,8],[15,1,15,2],[15,4,15,5],[15,7,15,8],[16,1,16,2],[16,4,16,5],[16,7,16,8],[17,1,17,2],[17,4,17,5],[17,7,17,8],[18,1,18,2],[18,4,18,5],[18,7,18,8],[19,1,19,2],[19,4,19,5],[19,7,19,8],[20,1,20,2],[20,4,20,5],[20,7,20,8],[21,1,21,2],[21,4,21,5],[21,7,21,8],[22,1,22,2],[22,4,22,5],[22,7,22,8],[23,1,23,2],[23,4,23,5],[23,7,23,8],[24,1,24,2],[24,4,24,5],[24,7,24,8],[25,1,25,2],[25,4,25,5],[25,7,25,8],[26,1,26,2],[26,4,26,5],[26,7,26,8],[27,1,27,2],[27,4,27,5],[27,7,27,8],[28,1,28,2],[28,4,28,5],[28,7,28,8],[29,1,29,2],[29,4,29,5],[29,7,29,8],[30,1,30,2],[30,4,30,5],[30,7,30,8],[31,1,31,2],[31,4,31,5],[31,7,31,8],[32,1,32,2],[32,4,32,5],[32,7,32,8],[33,1,33,2],[33,4,33,5],[33,7,33,8],[34,1,34,2],[34,4,34,5],[34,7,34,8],[35,1,35,2],[35,4,35,5],[35,7,35,8],[36,1,36,2],[36,4,36,5],[36,7,36,8],[37,1,37,2],[37,4,37,5],[37,7,37,8],[38,1,38,2],[38,4,38,5],[38,7,38,8],[39,1,39,2],[39,4,39,5],[39,7,39,8],[40,1,40,2],[40,4,40,5],[40,7,40,8],[41,1,41,2],[41,4,41,5],[41,7,41,8],[43,2,43,9]],"flags":["formulas_cached_only"]}
["总承包服务费计价表"]
["工程名称：室外管道",{"$nulls":4},"标段：",null,null,"第1页 共1页"]
["序号","项目名称",null,"项目价值(元)","服务内容",null,"计算基础","费率(％)",null,"金额(元)"]
["1","发包人发包专业工程",null,"",null,null,"项目价值","",null,""]
["2","发包人供应材料",null,"",null,null,"项目价值","",null,""]
{"$rows_empty":36}
[null,"合  计",{"$nulls":7},""]
[]
[null,null,"【新点2013清单造价江苏版 V10.3.5】"]

{"sheet":"3.22 13-Gfsj_zbkz-表-13 规费、税金项目计价表","index":22,"n_rows":41,"n_cols":11,"rows_kept":41,"merged":[[0,0,0,11],[1,0,1,4],[1,5,1,8],[1,9,1,11],[2,1,2,2],[2,3,2,6],[2,8,2,9],[2,10,2,11],[3,1,3,2],[3,3,3,6],[3,8,3,9],[3,10,3,11],[4,1,4,2],[4,3,4,6],[4,8,4,9],[4,10,4,11],[5,1,5,2],[5,3,5,6],[5,8,5,9],[5,10,5,11],[6,1,6,2],[6,3,6,6],[6,8,6,9],[6,10,6,11],[7,1,7,2],[7,3,7,6],[7,8,7,9],[7,10,7,11],[8,1,8,2],[8,3,8,6],[8,8,8,9],[8,10,8,11],[9,1,9,2],[9,3,9,6],[9,8,9,9],[9,10,9,11],[10,1,10,2],[10,3,10,6],[10,8,10,9],[10,10,10,11],[11,1,11,2],[11,3,11,6],[11,8,11,9],[11,10,11,11],[12,1,12,2],[12,3,12,6],[12,8,12,9],[12,10,12,11],[13,1,13,2],[13,3,13,6],[13,8,13,9],[13,10,13,11],[14,1,14,2],[14,3,14,6],[14,8,14,9],[14,10,14,11],[15,1,15,2],[15,3,15,6],[15,8,15,9],[15,10,15,11],[16,1,16,2],[16,3,16,6],[16,8,16,9],[16,10,16,11],[17,1,17,2],[17,3,17,6],[17,8,17,9],[17,10,17,11],[18,1,18,2],[18,3,18,6],[18,8,18,9],[18,10,18,11],[19,1,19,2],[19,3,19,6],[19,8,19,9],[19,10,19,11],[20,1,20,2],[20,3,20,6],[20,8,20,9],[20,10,20,11],[21,1,21,2],[21,3,21,6],[21,8,21,9],[21,10,21,11],[22,1,22,2],[22,3,22,6],[22,8,22,9],[22,10,22,11],[23,1,23,2],[23,3,23,6],[23,8,23,9],[23,10,23,11],[24,1,24,2],[24,3,24,6],[24,8,24,9],[24,10,24,11],[25,1,25,2],[25,3,25,6],[25,8,25,9],[25,10,25,11],[26,1,26,2],[26,3,26,6],[26,8,26,9],[26,10,26,11],[27,1,27,2],[27,3,27,6],[27,8,27,9],[27,10,27,11],[28,1,28,2],[28,3,28,6],[28,8,28,9],[28,10,28,11],[29,1,29,2],[29,3,29,6],[29,8,29,9],[29,10,29,11],[30,1,30,2],[30,3,30,6],[30,8,30,9],[30,10,30,11],[31,1,31,2],[31,3,31,6],[31,8,31,9],[31,10,31,11],[32,1,32,2],[32,3,32,6],[32,8,32,9],[32,10,32,11],[33,1,33,2],[33,3,33,6],[33,8,33,9],[33,10,33,11],[34,1,34,2],[34,3,34,6],[34,8,34,9],[34,10,34,11],[35,1,35,2],[35,3,35,6],[35,8,35,9],[35,10,35,11],[36,1,36,2],[36,3,36,6],[36,8,36,9],[36,10,36,11],[37,0,37,9],[37,10,37,11],[39,2,39,11],[40,0,40,3],[40,6,40,10]],"flags":["formulas_cached_only"]}
["规费、税金项目计价表"]
["工程名称：室外管道",{"$nulls":4},"标段：",{"$nulls":3},"第1页 共1页"]
["序号","项目名称",null,"计算基础",{"$nulls":3},"计算基数(元)","计算费率(％)",null,"金额(元)"]
["1","规费",null,"环境保护税+社会保险费+住房公积金",{"$nulls":3},"4275.98","100.000",null,"4275.98"]
["1.1","社会保险费",null,"分部分项工程费+措施项目费+其他项目费-除税工程设备费",{"$nulls":3},"166380.33","2.100",null,"3493.99"]
["1.2","住房公积金",null,"分部分项工程费+措施项目费+其他项目费-除税工程设备费",{"$nulls":3},"166380.33","0.370",null,"615.61"]
["1.3","环境保护税",null,"分部分项工程费+措施项目费+其他项目费-除税工程设备费",{"$nulls":3},"166380.33","0.100",null,"166.38"]
["2","税金",null,"分部分项工程费+措施项目费+其他项目费+规费-除税甲供材料和甲供设备费/1.01",{"$nulls":3},"170656.31","9.000",null,"15359.07"]
{"$rows_empty":29}
["合  计",{"$nulls":9},"19635.05"]
[]
[null,null,"【新点2013清单造价江苏版 V10.3.5】"]
["编制人（造价人员）：",{"$nulls":5},"复核人（造价工程师）："]

{"sheet":"3.23 承包人供应主要材料一览表","index":23,"n_rows":162,"n_cols":12,"rows_kept":162,"merged":[[0,0,0,11],[1,0,1,5],[1,6,1,9],[1,10,1,11],[2,2,2,3],[2,5,2,6],[2,9,2,10],[3,2,3,3],[3,5,3,6],[3,9,3,10],[4,2,4,3],[4,5,4,6],[4,9,4,10],[5,2,5,3],[5,5,5,6],[5,9,5,10],[6,2,6,3],[6,5,6,6],[6,9,6,10],[7,2,7,3],[7,5,7,6],[7,9,7,10],[8,2,8,3],[8,5,8,6],[8,9,8,10],[9,2,9,3],[9,5,9,6],[9,9,9,10],[10,2,10,3],[10,5,10,6],[10,9,10,10],[11,2,11,3],[11,5,11,6],[11,9,11,10],[12,2,12,3],[12,5,12,6],[12,9,12,10],[13,2,13,3],[13,5,13,6],[13,9,13,10],[14,2,14,3],[14,5,14,6],[14,9,14,10],[15,2,15,3],[15,5,15,6],[15,9,15,10],[16,2,16,3],[16,5,16,6],[16,9,16,10],[17,2,17,3],[17,5,17,6],[17,9,17,10],[18,2,18,3],[18,5,18,6],[18,9,18,10],[19,2,19,3],[19,5,19,6],[19,9,19,10],[20,2,20,3],[20,5,20,6],[20,9,20,10],[21,2,21,3],[21,5,21,6],[21,9,21,10],[22,2,22,3],[22,5,22,6],[22,9,22,10],[23,2,23,3],[23,5,23,6],[23,9,23,10],[24,2,24,3],[24,5,24,6],[24,9,24,10],[25,2,25,3],[25,5,25,6],[25,9,25,10],[26,2,26,3],[26,5,26,6],[26,9,26,10],[27,2,27,3],[27,5,27,6],[27,9,27,10],[28,2,28,3],[28,5,28,6],[28,9,28,10],[29,2,29,3],[29,5,29,6],[29,9,29,10],[30,2,30,3],[30,5,30,6],[30,9,30,10],[31,2,31,3],[31,5,31,6],[31,9,31,10],[32,2,32,3],[32,5,32,6],[32,9,32,10],[33,2,33,3],[33,5,33,6],[33,9,33,10],[34,2,34,3],[34,5,34,6],[34,9,34,10],[35,2,35,3],[35,5,35,6],[35,9,35,10],[36,2,36,3],[36,5,36,6],[36,9,36,10],[37,2,37,3],[37,5,37,6],[37,9,37,10],[38,2,38,3],[38,5,38,6],[38,9,38,10],[39,2,39,3],[39,5,39,6],[39,9,39,10],[40,2,40,3],[40,5,40,6],[40,9,40,10],[41,0,41,11],[42,3,42,11],[43,0,43,11],[44,0,44,5],[44,6,44,9],[44,10,44,11],[45,2,45,3],[45,5,45,6],[45,9,45,10],[46,2,46,3],[46,5,46,6],[46,9,46,10],[47,2,47,3],[47,5,47,6],[47,9,47,10],[48,2,48,3],[48,5,48,6],[48,9,48,10],[49,2,49,3],[49,5,49,6],[49,9,49,10],[50,2,50,3],[50,5,50,6],[50,9,50,10],[51,2,51,3],[51,5,51,6],[51,9,51,10],[52,2,52,3],[52,5,52,6],[52,9,52,10],[53,2,53,3],[53,5,53,6],[53,9,53,10],[54,2,54,3],[54,5,54,6],[54,9,54,10],[55,2,55,3],[55,5,55,6],[55,9,55,10],[56,2,56,3],[56,5,56,6],[56,9,56,10],[57,2,57,3],[57,5,57,6],[57,9,57,10],[58,2,58,3],[58,5,58,6],[58,9,58,10],[59,2,59,3],[59,5,59,6],[59,9,59,10],[60,2,60,3],[60,5,60,6],[60,9,60,10],[61,2,61,3],[61,5,61,6],[61,9,61,10],[62,2,62,3],[62,5,62,6],[62,9,62,10],[63,2,63,3],[63,5,63,6],[63,9,63,10],[64,2,64,3],[64,5,64,6],[64,9,64,10],[65,2,65,3],[65,5,65,6],[65,9,65,10],[66,2,66,3],[66,5,66,6],[66,9,66,10],[67,2,67,3],[67,5,67,6],[67,9,67,10],[68,2,68,3],[68,5,68,6],[68,9,68,10],[69,2,69,3],[69,5,69,6],[69,9,69,10],[70,2,70,3],[70,5,70,6],[70,9,70,10],[71,2,71,3],[71,5,71,6],[71,9,71,10],[72,2,72,3],[72,5,72,6],[72,9,72,10],[73,2,73,3],[73,5,73,6],[73,9,73,10],[74,2,74,3],[74,5,74,6],[74,9,74,10],[75,2,75,3],[75,5,75,6],[75,9,75,10],[76,2,76,3],[76,5,76,6],[76,9,76,10],[77,2,77,3],[77,5,77,6],[77,9,77,10],[78,2,78,3],[78,5,78,6],[78,9,78,10],[79,2,79,3],[79,5,79,6],[79,9,79,10],[80,2,80,3],[80,5,80,6],[80,9,80,10],[81,2,81,3],[81,5,81,6],[81,9,81,10],[82,0,82,11],[83,3,83,11],[84,0,84,11],[85,0,85,5],[85,6,85,9],[85,10,85,11],[86,2,86,3],[86,5,86,6],[86,9,86,10],[87,2,87,3],[87,5,87,6],[87,9,87,10],[88,2,88,3],[88,5,88,6],[88,9,88,10],[89,2,89,3],[89,5,89,6],[89,9,89,10],[90,2,90,3],[90,5,90,6],[90,9,90,10],[91,2,91,3],[91,5,91,6],[91,9,91,10],[92,2,92,3],[92,5,92,6],[92,9,92,10],[93,2,93,3],[93,5,93,6],[93,9,93,10],[94,2,94,3],[94,5,94,6],[94,9,94,10],[95,2,95,3],[95,5,95,6],[95,9,95,10],[96,2,96,3],[96,5,96,6],[96,9,96,10],[97,2,97,3],[97,5,97,6],[97,9,97,10],[98,2,98,3],[98,5,98,6],[98,9,98,10],[99,2,99,3],[99,5,99,6],[99,9,99,10],[100,2,100,3],[100,5,100,6],[100,9,100,10],[101,2,101,3],[101,5,101,6],[101,9,101,10],[102,2,102,3],[102,5,102,6],[102,9,102,10],[103,2,103,3],[103,5,103,6],[103,9,103,10],[104,2,104,3],[104,5,104,6],[104,9,104,10],[105,2,105,3],[105,5,105,6],[105,9,105,10],[106,2,106,3],[106,5,106,6],[106,9,106,10],[107,2,107,3],[107,5,107,6],[107,9,107,10],[108,2,108,3],[108,5,108,6],[108,9,108,10],[109,2,109,3],[109,5,109,6],[109,9,109,10],[110,2,110,3],[110,5,110,6],[110,9,110,10],[111,2,111,3],[111,5,111,6],[111,9,111,10],[112,2,112,3],[112,5,112,6],[112,9,112,10],[113,2,113,3],[113,5,113,6],[113,9,113,10],[114,2,114,3],[114,5,114,6],[114,9,114,10],[115,2,115,3],[115,5,115,6],[115,9,115,10],[116,2,116,3],[116,5,116,6],[116,9,116,10],[117,2,117,3],[117,5,117,6],[117,9,117,10],[118,2,118,3],[118,5,118,6],[118,9,118,10],[119,0,119,11],[121,3,121,11],[122,0,122,11],[123,0,123,5],[123,6,123,9],[123,10,123,11],[124,2,124,3],[124,5,124,6],[124,9,124,10],[125,2,125,3],[125,5,125,6],[125,9,125,10],[126,2,126,3],[126,5,126,6],[126,9,126,10],[127,2,127,3],[127,5,127,6],[127,9,127,10],[128,2,128,3],[128,5,128,6],[128,9,128,10],[129,2,129,3],[129,5,129,6],[129,9,129,10],[130,2,130,3],[130,5,130,6],[130,9,130,10],[131,2,131,3],[131,5,131,6],[131,9,131,10],[132,2,132,3],[132,5,132,6],[132,9,132,10],[133,2,133,3],[133,5,133,6],[133,9,133,10],[134,2,134,3],[134,5,134,6],[134,9,134,10],[135,2,135,3],[135,5,135,6],[135,9,135,10],[136,2,136,3],[136,5,136,6],[136,9,136,10],[137,2,137,3],[137,5,137,6],[137,9,137,10],[138,2,138,3],[138,5,138,6],[138,9,138,10],[139,2,139,3],[139,5,139,6],[139,9,139,10],[140,2,140,3],[140,5,140,6],[140,9,140,10],[141,2,141,3],[141,5,141,6],[141,9,141,10],[142,2,142,3],[142,5,142,6],[142,9,142,10],[143,2,143,3],[143,5,143,6],[143,9,143,10],[144,2,144,3],[144,5,144,6],[144,9,144,10],[145,2,145,3],[145,5,145,6],[145,9,145,10],[146,2,146,3],[146,5,146,6],[146,9,146,10],[147,2,147,3],[147,5,147,6],[147,9,147,10],[148,2,148,3],[148,5,148,6],[148,9,148,10],[149,2,149,3],[149,5,149,6],[149,9,149,10],[150,2,150,3],[150,5,150,6],[150,9,150,10],[151,2,151,3],[151,5,151,6],[151,9,151,10],[152,2,152,3],[152,5,152,6],[152,9,152,10],[153,2,153,3],[153,5,153,6],[153,9,153,10],[154,2,154,3],[154,5,154,6],[154,9,154,10],[155,2,155,3],[155,5,155,6],[155,9,155,10],[156,2,156,3],[156,5,156,6],[156,9,156,10],[157,2,157,3],[157,5,157,6],[157,9,157,10],[158,2,158,3],[158,5,158,6],[158,9,158,10],[159,0,159,8],[159,9,159,10],[161,3,161,11]],"flags":["formulas_cached_only"]}
["承包人供应主要材料一览表"]
["工程名称：室外管道",{"$nulls":5},"标段：",{"$nulls":3},"第1页 共4页"]
["序号","材料编码","材料名称",null,"规格、型号等要求","单位",null,"数量","单价(元)","合价(元)",null,"备注"]
["1","01010111","钢筋",null,"φ10以外","t",null,"0.5408","3722.00","2012.86"]
["2","01050107","钢丝绳",null,"φ4.5","kg",null,"0.7644","5.75","4.40"]
["3","01150211","六角空心钢",null,null,"kg",null,"0.998988","4.72","4.72"]
["4","01270101-1","型钢",null,null,"kg",null,"104.198","3.98","414.50"]
["5","01290109","钢板",null,"δ1.6～1.9 Q235","kg",null,"0.4","4.08","1.63"]
["6","01290186","钢板",null,"δ4.5～10","kg",null,"3.25983","3.57","11.64"]
["7","01550304","封铅",null,"含铅65%含锡35%","kg",null,"0.0162","8.58","0.14"]
["8","01630402","铈钨棒",null,null,"g",null,"0.314","0.33","0.10"]
["9","01650101","钢材",null,null,"kg",null,"3.822","3.39","12.96"]
["10","02010106","橡胶板",null,"δ1～15","kg",null,"0.282121","7.72","2.18"]
["11","02010506","石棉橡胶板",null,"低压δ0.8～6","kg",null,"0.7","5.57","3.90"]
["12","02010510","石棉橡胶板",null,"中压 δ0.8～6","kg",null,"0.56","19.38","10.85"]
["13","02010515","石棉橡胶板",null,"δ1～6","kg",null,"2.394","19.01","45.51"]
["14","02070226","橡胶垫",null,"δ2","m2",null,"0.0036","14.58","0.05"]
["15","02270131","破布",null,null,"kg",null,"17.630398","6.00","105.78"]
["16","02330104","草袋",null,null,"m2",null,"0.3822","1.67","0.64"]
["17","02330105","草袋子",null,null,"只",null,"80.8177","1.67","134.97"]
["18","03050611","精制带母镀锌螺栓",null,"带垫 M16×65～80","套",null,"32.96","1.35","44.50"]
["19","03050651","精制带母镀锌螺栓",null,"M8×50内2平1弹垫","套",null,"0.246","0.69","0.17"]
["20","03050911","精制六角螺栓",null,null,"kg",null,"0.667457","4.82","3.22"]
["21","03055505","带帽带垫螺栓",null,null,"kg",null,"0.5985","5.57","3.33"]
["22","03090103","螺母",null,null,"kg",null,"1.396843","6.17","8.62"]
["23","03130304","钢垫圈",null,null,"kg",null,"0.551463","4.97","2.74"]
["24","03210211","砂轮片",null,"φ400","片",null,"0.790332","11.58","9.15"]
["25","03210405","尼龙砂轮片",null,"φ100×16×3","片",null,"7.254455","3.26","23.65"]
["26","03210409","尼龙砂轮片",null,"φ500×25×4","片",null,"0.033","10.55","0.35"]
["27","03270202","砂纸",null,null,"张",null,"1","0.94","0.94"]
["28","03410205","电焊条",null,null,"kg",null,"19.45049","6.43","125.07"]
["29","03410206","电焊条",null,"J422 φ3.2","kg",null,"8.080107","6.43","51.96"]
["30","03410207","电焊条",null,"J422 φ4","kg",null,"0.2","6.43","1.29"]
["31","03411107","硬聚氯乙烯焊条",null,"φ4","kg",null,"167.68345","9.00","1509.15"]
["32","03430400","碳钢焊丝",null,null,"kg",null,"0.056","4.29","0.24"]
["33","03570216","镀锌铁丝",null,"8#","kg",null,"5","6.15","30.75"]
["34","03570217","镀锌铁丝",null,"8～12#","kg",null,"4.5419","6.15","27.93"]
["35","03570225","镀锌铁丝",null,"13#～17#","kg",null,"0.0714","6.15","0.44"]
["36","03570231","镀锌铁丝",null,"18～22#","kg",null,"1.00152","6.15","6.16"]
["37","03590201","斜垫铁",null,"Q235 1#","kg",null,"2.4","5.15","12.36"]
["38","03590401","平垫铁",null,"Q235 1#","kg",null,"3.6","4.29","15.44"]
[]
[{"$nulls":3},"【新点2013清单造价江苏版 V10.3.5】"]
["承包人供应主要材料一览表"]
["工程名称：室外管道",{"$nulls":5},"标段：",{"$nulls":3},"第2页 共4页"]
["序号","材料编码","材料名称",null,"规格、型号等要求","单位",null,"数量","单价(元)","合价(元)",null,"备注"]
["39","03633315","合金钢钻头",null,"一字型","根",null,"0.661095","6.86","4.54"]
["40","03633712","塑料钻头",null,"φ26","根",null,"0.7595","2.14","1.63"]
["41","03652401","钢锯片",null,null,"片",null,"3.744","360.17","1348.48"]
["42","03652405","刻槽机锯片",null,null,"组",null,"0.073455","4116.24","302.36"]
["43","03652422","钢锯条",null,null,"根",null,"9.4","0.21","1.97"]
["44","04010611~1","水泥",null,"32.5级","kg",null,"154.358303","0.48","74.71"]
["45","04030102","黄砂",null,null,"m3",null,"0.137524","120.46","16.57"]
["46","04030107","中(粗)砂",null,null,"t",null,"118.389616","161.00","19060.73"]
["47","04030107~1","中砂",null,null,"t",null,"0.322087","161.00","51.86"]
["48","04050201","碎石",null,null,"m3",null,"0.124","127.00","15.75"]
["49","04050206","碎石",null,"5～32mm","m3",null,"0.027524","127.00","3.50"]
["50","04090120","石灰膏",null,null,"m3",null,"0.009024","209.83","1.89"]
["51","04135500","标准砖",null,"240×115×53","百块",null,"2.5536","40.80","104.19"]
["52","05030600","普通木成材",null,null,"m3",null,"0.018457","1372.08","25.32"]
["53","05030700","木板材",null,null,"m3",null,"0.006","1543.59","9.26"]
["54","11030904","沥青绝缘漆",null,null,"kg",null,"0.015","15.44","0.23"]
["55","11112524","厚漆",null,null,"kg",null,"0.316711","8.58","2.72"]
["56","11112525","铅油",null,null,"kg",null,"0.76","14.58","11.08"]
["57","12010103","汽油",null,null,"kg",null,"260.6416","9.12","2377.05"]
["58","12010903","煤油",null,null,"kg",null,"1.12","4.29","4.80"]
["59","12050311","机油",null,null,"kg",null,"0.82","7.72","6.33"]
["60","12050313","机油",null,"6～7#","kg",null,"1.238699","10.72","13.28"]
["61","12060317","清油",null,null,"kg",null,"1.445898","13.72","19.84"]
["62","12070105","黄油(钙基脂)",null,null,"kg",null,"0.3","6.86","2.06"]
["63","12300367","硬酯酸",null,"一级","kg",null,"0.0012","10.29","0.01"]
["64","12310331","漂白粉",null,null,"kg",null,"0.5586","3.43","1.92"]
["65","12333525","耦合剂",null,null,"kg",null,"6.6","48.02","316.93"]
["66","12370305","氧气",null,null,"m3",null,"27.423736","2.83","77.61"]
["67","12370310","氩气",null,null,"m3",null,"0.157","7.81","1.23"]
["68","12370335","乙炔气",null,null,"kg",null,"9.206454","15.44","142.15"]
["69","13121113","聚氯酯硬质泡沫A、B料",null,null,"m3",null,"1.34158","300.14","402.66"]
["70","13121903~1","聚氨酯硬质泡沫预制管",null,"DN80","m",null,"74.962","88.45","6630.39"]
["71","13121903~2","聚氨酯硬质泡沫预制管",null,"DN50","m",null,"165.445","61.44","10164.94"]
["72","13121903~5","聚氨酯硬质泡沫预制管",null,"DN100","m",null,"163.944","102.12","16741.96"]
["73","13121911~1","聚氨酯硬质泡沫预制管件",null,"DN80*90度","个",null,"5","70.76","353.80"]
[]
[]
[{"$nulls":3},"【新点2013清单造价江苏版 V10.3.5】"]
["承包人供应主要材料一览表"]
["工程名称：室外管道",{"$nulls":5},"标段：",{"$nulls":3},"第3页 共4页"]
["序号","材料编码","材料名称",null,"规格、型号等要求","单位",null,"数量","单价(元)","合价(元)",null,"备注"]
["74","13121911~11","聚氨酯硬质泡沫预制管件",null,"DN100*80三","个",null,"1","61.27","61.27"]
["75","13121911~12","聚氨酯硬质泡沫预制管件",null,"DN100*80异","个",null,"1","61.27","61.27"]
["76","13121911~2","聚氨酯硬质泡沫预制管件",null,"DN80*50三","个",null,"2","88.45","176.90"]
["77","13121911~3","聚氨酯硬质泡沫预制管件",null,"DN80*50异","个",null,"2","53.07","106.14"]
["78","13121911~4","聚氨酯硬质泡沫预制管件",null,"DN50*90度","个",null,"34","49.16","1671.44"]
["79","13121911~9","聚氨酯硬质泡沫预制管件",null,"DN100*90","个",null,"11","81.69","898.59"]
["80","14010551-9~1","低压碳钢管",null,"DN100钢管","m",null,"9.57","49.69","475.53"]
["81","14030328","热镀锌钢管",null,"DN50","m",null,"4.0698","24.11","98.12"]
["82","15021110","镀锌活接头",null,"DN50","个",null,"4","18.60","74.40"]
["83","15021114","镀锌活接头",null,"DN100","个",null,"2","71.55","143.10"]
["84","15130905-9~1","低压碳钢对焊管件",null,"DN100的钢弯","个",null,"8","39.75","318.00"]
["85","16250101~8","法兰阀门",null,"50","个",null,"4","652.08","2608.32"]
["86","16250108","法兰阀门",null,"DN50","个",null,"0.02793","129.49","3.62"]
["87","16250111","法兰阀门",null,"DN100","个",null,"8","",""]
["88","17010901~8","平焊法兰",null,"50","片",null,"8","20.20","161.60"]
["89","17010938~1","平焊法兰",null,"DN50","片",null,"0.05187","27.54","1.43"]
["90","17010943","平焊法兰",null,"1.6MPa DN100","片",null,"4","42.17","168.68"]
["91","17310301","垫片",null,null,"片",null,"","0.33",""]
["92","19450306","高压风管",null,"φ25-6P-20m","m",null,"0.117528","16.29","1.91"]
["93","25430326","探头线",null,null,"根",null,"0.033","14.58","0.48"]
["94","26066503~1","高密度聚乙烯连接套管",null,"DN80","m",null,"17.25574","27.20","469.36"]
["95","26066503~2","高密度聚乙烯连接套管",null,"DN50","m",null,"58.25213","16.33","951.26"]
["96","26066503~5","高密度聚乙烯连接套管",null,"DN100","m",null,"28.20462","33.56","946.55"]
["97","26250311","镀锌电缆卡子",null,"2×35","个",null,"0.1242","1.46","0.18"]
["98","26270322","收缩带",null,null,"m2",null,"31.34121","8.87","278.00"]
["99","27010302","斜探头",null,null,"个",null,"0.528","127.20","67.16"]
["100","31011126","油浸石棉盘根",null,"φ6～10 250℃","kg",null,"0.5","9.86","4.93"]
["101","31011141","油浸麻丝",null,null,"kg",null,"0.14","4.63","0.65"]
["102","31110301","棉纱线",null,null,"kg",null,"1.13438","5.57","6.32"]
["103","31110301~1","棉纱头",null,null,"kg",null,"1.636237","5.57","9.11"]
["104","31150101","水",null,null,"m3",null,"149.469884","4.40","657.67"]
["105","31150301","电",null,null,"kW·h",null,"70.62858","0.75","52.97"]
[]
[]
[{"$nulls":3},"【新点2013清单造价江苏版 V10.3.5】"]
["承包人供应主要材料一览表"]
["工程名称：室外管道",{"$nulls":5},"标段：",{"$nulls":3},"第4页 共4页"]
["序号","材料编码","材料名称",null,"规格、型号等要求","单位",null,"数量","单价(元)","合价(元)",null,"备注"]
["106","31170103","标志牌",null,null,"个",null,"0.213","0.16","0.03"]
["107","31170121","位号牌",null,null,"个",null,"","0.51",""]
["108","34020901","木枕",null,null,"m3",null,"0.08","1071.94","85.76"]
["109","80210117~2","C30粒径20砼32.5级坍落度35-50(商品砼)(非泵送)",null,null,"m3",null,"8.262","547.00","4519.31"]
["110","80210147~1","C30粒径40砼32.5级坍落度35-50(商品砼)(非泵送)",null,null,"m3",null,"22.47723","547.00","12295.04"]
["111","X1810628-6","铜芯电缆",null,"16mm2（单芯）","m",null,"6.06","7.96","48.24"]
{"$rows_empty":28}
["合计",{"$nulls":8},"90361.38"]
[]
[{"$nulls":3},"【新点2013清单造价江苏版 V10.3.5】"]